## Sheet1
bus name | bus number | Pg, real power output (MW) | Qg, reactive power output (MVAr) | Qmax, maximum reactive power output (MVAr) | Qmin, minimum reactive power output (MVAr) | Vg, voltage magnitude setpoint (p.u.) | mBase, total MVA base of this machine, defaults to baseMVA | status, > 0 - machine in service <= 0 - machine out of service | Pmax, maximum real power output (MW) | Pmin, minimum real power output (MW) | Pc1, lower real power output of PQ capability curve (MW) | Pc2, upper real power output of PQ capability curve (MW) | Qc1min, minimum reactive power output at Pc1 (MVAr) | Qc1max, maximum reactive power output at Pc1 (MVAr) | Qc2min, minimum reactive power output at Pc2 (MVAr) | Qc2max, maximum reactive power output at Pc2 (MVAr) | ramp rate for load following/AGC (MW/min) | ramp rate for 10 minute reserves (MW) | ramp rate for 30 minute reserves (MW) | ramp rate for reactive power (2 sec timescale) (MVAr/min) | APF, area participation factor | Quadratic price | Linear price | No load price
파주GT1 | 1 | 104.333 | -70 | 98 | -70 | 0.98318 | 220 | 1 | 178 | 104 | 0 | 0 | 0 | 0 | 0 | 0 | 0 | 0 | 0 | 0 | 0 | 0.000759 | 2.2931 | 70.8128
파주GT2 | 1 | 104.333 | -70 | 98 | -70 | 0.98243 | 220 | 1 | 178 | 104 | 0 | 0 | 0 | 0 | 0 | 0 | 0 | 0 | 0 | 0 | 0 | 0.000759 | 2.2931 | 70.8128
파주ST1 | 1 | 104.333 | -70 | 98 | -70 | 0.98482 | 227 | 1 | 107 | 86 | 0 | 0 | 0 | 0 | 0 | 0 | 0 | 0 | 0 | 0 | 0 | 4.2e-05 | 1.676 | 36.1994
포천GT1 | 1 | 142 | 11.352 | 155 | -110 | 1.0087 | 355 | 1 | 291 | 144 | 0 | 0 | 0 | 0 | 0 | 0 | 0 | 0 | 0 | 0 | 0 | 0.001526 | 0.67443 | 509.6098
포천GT2 | 1 | 142 | -12.629 | 155 | -110 | 1.005 | 355 | 1 | 291 | 144 | 0 | 0 | 0 | 0 | 0 | 0 | 0 | 0 | 0 | 0 | 0 | 0.001526 | 0.67443 | 509.6098
포천ST1 | 1 | 142 | -39.115 | 137 | -100 | 0.98698 | 315.8 | 1 | 281 | 146 | 0 | 0 | 0 | 0 | 0 | 0 | 0 | 0 | 0 | 0 | 0 | 2.4e-05 | 1.5628 | 75.5755
포천GT3 | 1 | 141 | -11.176 | 155 | -110 | 1.004 | 355 | 1 | 269.5 | 88.75 | 0 | 0 | 0 | 0 | 0 | 0 | 0 | 0 | 0 | 0 | 0 | 0.001526 | 0.67443 | 509.6098
포천GT4 | 1 | 141 | 3.752 | 155 | -110 | 1.0065 | 355 | 1 | 269.5 | 88.75 | 0 | 0 | 0 | 0 | 0 | 0 | 0 | 0 | 0 | 0 | 0 | 0.001526 | 0.67443 | 509.6098
포천ST2 | 1 | 141 | -32.826 | 137 | -100 | 0.99064 | 315.8 | 1 | 282 | 78.75 | 0 | 0 | 0 | 0 | 0 | 0 | 0 | 0 | 0 | 0 | 0 | 2.9e-05 | 1.5652 | 74.3177
포천천연GT1 | 1 | 320.25 | 8.926 | 180 | -129 | 1 | 413 | 1 | 320.25 | 185.9 | 0 | 0 | 0 | 0 | 0 | 0 | 0 | 0 | 0 | 0 | 0 | 0.000245 | 1.6214 | 378.7283
포천천연GT2 | 1 | 320.25 | 34.327 | 180 | -129 | 1.0104 | 413 | 1 | 320.25 | 185.9 | 0 | 0 | 0 | 0 | 0 | 0 | 0 | 0 | 0 | 0 | 0 | 0.000245 | 1.6214 | 378.7283
포천천연ST1 | 1 | 288.5 | 22.074 | 163 | -117 | 1.0071 | 374 | 1 | 288.5 | 168.3 | 0 | 0 | 0 | 0 | 0 | 0 | 0 | 0 | 0 | 0 | 0 | 2e-06 | 1.4768 | 108.0243
동두천GT1 | 1 | 300 | 87.378 | 175.4 | -120 | 1.0105 | 408 | 1 | 356.5 | 126.2 | 0 | 0 | 0 | 0 | 0 | 0 | 0 | 0 | 0 | 0 | 0 | 0.000619 | 1.208 | 459.079
동두천GT2 | 1 | 300 | 80.433 | 175.4 | -120 | 1.0099 | 408 | 1 | 356.5 | 126.2 | 0 | 0 | 0 | 0 | 0 | 0 | 0 | 0 | 0 | 0 | 0 | 0.000619 | 1.208 | 459.079
동두천ST1 | 1 | 300 | 74.671 | 154.6 | -105 | 1.0071 | 361 | 1 | 309.6 | 82.3 | 0 | 0 | 0 | 0 | 0 | 0 | 0 | 0 | 0 | 0 | 0 | 1.1e-05 | 1.5011 | 102.9514
동두천GT3 | 1 | 304 | 85.666 | 175.4 | -120 | 1.0109 | 408 | 1 | 318.5 | 126.2 | 0 | 0 | 0 | 0 | 0 | 0 | 0 | 0 | 0 | 0 | 0 | 0.000619 | 1.208 | 459.079
동두천GT4 | 1 | 304 | 86.181 | 175.4 | -120 | 1.0111 | 408 | 1 | 318.5 | 126.2 | 0 | 0 | 0 | 0 | 0 | 0 | 0 | 0 | 0 | 0 | 0 | 0.000619 | 1.208 | 459.079
동두천ST2 | 1 | 295 | 70.173 | 154.6 | -105 | 1.0074 | 361 | 1 | 295 | 82.3 | 0 | 0 | 0 | 0 | 0 | 0 | 0 | 0 | 0 | 0 | 0 | 4e-06 | 1.5175 | 89.45
파주복합GT1 | 1 | 296 | 68.123 | 142 | -70 | 1.0031 | 327 | 1 | 296 | 70 | 0 | 0 | 0 | 0 | 0 | 0 | 0 | 0 | 0 | 0 | 0 | 0.002071 | 0.10313 | 679.6462
파주복합GT2 | 1 | 296 | 72.42 | 142 | -70 | 1.0021 | 327 | 1 | 296 | 70 | 0 | 0 | 0 | 0 | 0 | 0 | 0 | 0 | 0 | 0 | 0 | 0.002071 | 0.10313 | 679.6462
파주복합ST1 | 1 | 296 | 77.794 | 160 | -80 | 1.0025 | 360 | 1 | 345 | 75 | 0 | 0 | 0 | 0 | 0 | 0 | 0 | 0 | 0 | 0 | 0 | 8.1e-05 | 1.414 | 82.031
파주복합GT3 | 1 | 286.333 | 67.577 | 142 | -70 | 1.0033 | 327 | 1 | 294.3 | 70 | 0 | 0 | 0 | 0 | 0 | 0 | 0 | 0 | 0 | 0 | 0 | 0.002071 | 0.10313 | 679.6462
파주복합GT4 | 1 | 286.333 | 72.731 | 142 | -70 | 1.0027 | 327 | 1 | 294.3 | 70 | 0 | 0 | 0 | 0 | 0 | 0 | 0 | 0 | 0 | 0 | 0 | 0.002071 | 0.10313 | 679.6462
파주복합ST2 | 1 | 286.333 | 74.378 | 160 | -80 | 1.0013 | 360 | 1 | 345 | 75 | 0 | 0 | 0 | 0 | 0 | 0 | 0 | 0 | 0 | 0 | 0 | 0.000118 | 1.3437 | 114.8336
팔당1G | 1 | 3.5 | -5 | 12.1 | -5 | 0.98 | 31.58 | 1 | 30 | 18 | 0 | 0 | 0 | 0 | 0 | 0 | 0 | 0 | 0 | 0 | 0 | 0.0768 | 12.6329 | 8.1392
팔당2G | 1 | 3.5 | -5 | 12.1 | -5 | 0.98 | 31.58 | 1 | 30 | 18 | 0 | 0 | 0 | 0 | 0 | 0 | 0 | 0 | 0 | 0 | 0 | 0.0768 | 12.6329 | 8.1392
팔당3G | 1 | 3.5 | -5 | 12.1 | -5 | 0.98 | 31.58 | 1 | 30 | 18 | 0 | 0 | 0 | 0 | 0 | 0 | 0 | 0 | 0 | 0 | 0 | 0.0768 | 12.6329 | 8.1392
팔당4G | 1 | 3.5 | -5 | 12.1 | -5 | 0.99305 | 31.58 | 1 | 30 | 18 | 0 | 0 | 0 | 0 | 0 | 0 | 0 | 0 | 0 | 0 | 0 | 0.0768 | 12.6329 | 8.1392
서울#1GT | 1 | 218 | -3.693 | 150.8 | -108 | 0.99108 | 346 | 1 | 311.4 | 15 | 0 | 0 | 0 | 0 | 0 | 0 | 0 | 0 | 0 | 0 | 0 | 1.7e-05 | 2.754 | 64.4526
서울#1ST | 1 | 144 | 5.593 | 69.7 | -50 | 1.0004 | 160 | 1 | 144 | 9.4 | 0 | 0 | 0 | 0 | 0 | 0 | 0 | 0 | 0 | 0 | 0 | 0.000151 | 1.5973 | 49.1698
서울#2GT | 1 | 221 | 22.314 | 150.8 | -108 | 1.0024 | 346 | 1 | 311.4 | 15 | 0 | 0 | 0 | 0 | 0 | 0 | 0 | 0 | 0 | 0 | 0 | 1.7e-05 | 2.754 | 64.4526
서울#2ST | 1 | 144 | 8.607 | 69.7 | -50 | 1.0001 | 160 | 1 | 144 | 9.4 | 0 | 0 | 0 | 0 | 0 | 0 | 0 | 0 | 0 | 0 | 0 | 0.000151 | 1.5973 | 49.1698
서울4G | 1 | 137 | 9.871 | 76 | -45 | 1 | 167 | 0 | 137 | 82 | 0 | 0 | 0 | 0 | 0 | 0 | 0 | 0 | 0 | 0 | 0 | 0.000277 | 2.1984 | 50.966
서울5G | 1 | 250 | 43.665 | 155 | -82 | 1 | 300 | 0 | 250 | 150 | 0 | 0 | 0 | 0 | 0 | 0 | 0 | 0 | 0 | 0 | 0 | 0.000684 | 2.3526 | 56.6792
일산GT1 | 1 | 45.2 | 9.856 | 60 | -44 | 1 | 142.33 | 1 | 94 | 56 | 0 | 0 | 0 | 0 | 0 | 0 | 0 | 0 | 0 | 0 | 0 | 0.000275 | 2.7793 | 37.2841
일산GT2 | 1 | 45.2 | 3.268 | 60 | -44 | 0.99382 | 142.33 | 1 | 94 | 56 | 0 | 0 | 0 | 0 | 0 | 0 | 0 | 0 | 0 | 0 | 0 | 0.000275 | 2.7793 | 37.2841
일산GT3 | 1 | 45.2 | 1.568 | 60 | -44 | 0.99232 | 142.33 | 1 | 94 | 56 | 0 | 0 | 0 | 0 | 0 | 0 | 0 | 0 | 0 | 0 | 0 | 0.000275 | 2.7793 | 37.2841
일산GT4 | 1 | 45.2 | 9.983 | 60 | -44 | 1 | 142.33 | 1 | 94 | 56 | 0 | 0 | 0 | 0 | 0 | 0 | 0 | 0 | 0 | 0 | 0 | 0.000275 | 2.7793 | 37.2841
일산ST1 | 1 | 45.2 | 3.183 | 115 | -82 | 0.9941 | 265 | 1 | 186 | 74 | 0 | 0 | 0 | 0 | 0 | 0 | 0 | 0 | 0 | 0 | 0 | 0.000112 | 1.8836 | 66.1023
일산GT5 | 1 | 90.2 | 12.563 | 55 | -40 | 1 | 132 | 0 | 95 | 57 | 0 | 0 | 0 | 0 | 0 | 0 | 0 | 0 | 0 | 0 | 0 | 0.000275 | 2.7793 | 37.2841
일산GT6 | 1 | 90.2 | 12.43 | 55 | -40 | 1 | 132 | 0 | 95 | 57 | 0 | 0 | 0 | 0 | 0 | 0 | 0 | 0 | 0 | 0 | 0 | 0.000275 | 2.7793 | 37.2841
일산ST2 | 1 | 39.9 | 9.424 | 55 | -40 | 1 | 132 | 0 | 42 | 30 | 0 | 0 | 0 | 0 | 0 | 0 | 0 | 0 | 0 | 0 | 0 | 0.000589 | 1.677 | 66.1165
영흥1G | 227 | 640 | 333.226 | 440 | -340 | 0.97 | 978 | 1 | 800 | 479 | 0 | 0 | 0 | 0 | 0 | 0 | 0 | 0 | 0 | 0 | 0 | 0.000191 | 1.8695 | 168.9321
영흥2G | 227 | 608 | 74.558 | 440 | -340 | 0.97 | 978 | 0 | 800 | 479 | 0 | 0 | 0 | 0 | 0 | 0 | 0 | 0 | 0 | 0 | 0 | 9.2e-05 | 1.9757 | 154.8746
영흥3G | 227 | 661 | 83.693 | 440 | -340 | 0.97825 | 1028 | 0 | 870 | 524 | 0 | 0 | 0 | 0 | 0 | 0 | 0 | 0 | 0 | 0 | 0 | 5.8e-05 | 2.0079 | 145.4896
영흥4G | 227 | 696 | 46.402 | 440 | -340 | 0.97003 | 1028 | 1 | 870 | 526 | 0 | 0 | 0 | 0 | 0 | 0 | 0 | 0 | 0 | 0 | 0 | 0.000212 | 1.7952 | 190.631
영흥5G | 227 | 696 | 70.285 | 456 | -237 | 0.97371 | 1046 | 1 | 870 | 528 | 0 | 0 | 0 | 0 | 0 | 0 | 0 | 0 | 0 | 0 | 0 | 0.00015 | 1.8094 | 239.6602
영흥6G | 227 | 696 | 51.529 | 456 | -237 | 0.97 | 1046 | 1 | 870 | 269.1 | 0 | 0 | 0 | 0 | 0 | 0 | 0 | 0 | 0 | 0 | 0 | 0.000218 | 1.7108 | 255.3881
신인천GT1 | 227 | 90 | 12.706 | 108 | -40 | 1.0019 | 229.74 | 1 | 174 | 93 | 0 | 0 | 0 | 0 | 0 | 0 | 0 | 0 | 0 | 0 | 0 | 2.9e-05 | 2.4857 | 46.9074
신인천GT2 | 227 | 90 | -33.198 | 108 | -40 | 0.972 | 229.74 | 1 | 174 | 93 | 0 | 0 | 0 | 0 | 0 | 0 | 0 | 0 | 0 | 0 | 0 | 0.000218 | 2.4194 | 55.7056
신인천GT3 | 227 | 153 | -12.09 | 108 | -40 | 0.9816 | 229.74 | 0 | 172 | 101 | 0 | 0 | 0 | 0 | 0 | 0 | 0 | 0 | 0 | 0 | 0 | 6e-06 | 2.5029 | 45.9922
신인천GT4 | 227 | 153 | -4.2 | 108 | -40 | 0.97995 | 229.74 | 0 | 172 | 101 | 0 | 0 | 0 | 0 | 0 | 0 | 0 | 0 | 0 | 0 | 0 | 8e-06 | 2.4894 | 48.1496
신인천ST1 | 227 | 90 | 20.632 | 108 | -40 | 1.0052 | 238.6 | 1 | 172 | 109 | 0 | 0 | 0 | 0 | 0 | 0 | 0 | 0 | 0 | 0 | 0 | 3.3e-05 | 1.6492 | 32.1073
신인천ST2 | 227 | 153 | 3.8 | 108 | -40 | 0.98665 | 229.74 | 0 | 180 | 106 | 0 | 0 | 0 | 0 | 0 | 0 | 0 | 0 | 0 | 0 | 0 | 0.000124 | 1.5845 | 42.4956
신인천GT5 | 227 | 155 | 8.64 | 108 | -40 | 0.9898 | 229.74 | 0 | 176.5 | 92 | 0 | 0 | 0 | 0 | 0 | 0 | 0 | 0 | 0 | 0 | 0 | 2.9e-05 | 2.4857 | 46.9074
신인천GT6 | 227 | 155 | 3.487 | 108 | -40 | 0.98457 | 229.74 | 0 | 176.5 | 92 | 0 | 0 | 0 | 0 | 0 | 0 | 0 | 0 | 0 | 0 | 0 | 0.000218 | 2.4194 | 55.7056
신인천GT7 | 227 | 157 | -7.645 | 108 | -40 | 0.97371 | 229.74 | 0 | 168 | 95 | 0 | 0 | 0 | 0 | 0 | 0 | 0 | 0 | 0 | 0 | 0 | 6e-06 | 2.5029 | 45.9922
신인천GT8 | 227 | 157 | -23.283 | 108 | -40 | 0.97158 | 229.74 | 0 | 168 | 95 | 0 | 0 | 0 | 0 | 0 | 0 | 0 | 0 | 0 | 0 | 0 | 8e-06 | 2.4894 | 48.1496
신인천ST3 | 227 | 155 | -5.117 | 108 | -40 | 0.98014 | 229.74 | 0 | 176 | 107 | 0 | 0 | 0 | 0 | 0 | 0 | 0 | 0 | 0 | 0 | 0 | 4e-06 | 1.6673 | 37.8935
신인천ST4 | 227 | 157 | 7.613 | 108 | -40 | 0.9849 | 229.74 | 0 | 182 | 107 | 0 | 0 | 0 | 0 | 0 | 0 | 0 | 0 | 0 | 0 | 0 | 1.1e-05 | 1.6688 | 36.2529
서인천GT1 | 227 | 145 | -18.661 | 108 | -70 | 0.97005 | 215.7 | 0 | 168 | 104 | 0 | 0 | 0 | 0 | 0 | 0 | 0 | 0 | 0 | 0 | 0 | 3.5e-05 | 2.0759 | 96.5487
서인천GT2 | 227 | 159.6 | -16.425 | 108 | -70 | 0.97 | 215.7 | 0 | 168 | 103 | 0 | 0 | 0 | 0 | 0 | 0 | 0 | 0 | 0 | 0 | 0 | 3.5e-05 | 2.0759 | 96.5487
서인천GT3 | 227 | 159.6 | -0.28 | 108 | -70 | 0.97 | 215.7 | 0 | 168 | 99 | 0 | 0 | 0 | 0 | 0 | 0 | 0 | 0 | 0 | 0 | 0 | 3.5e-05 | 2.0759 | 96.5487
서인천GT4 | 227 | 153.5 | -17 | 108 | -70 | 0.97 | 215.7 | 0 | 161 | 99 | 0 | 0 | 0 | 0 | 0 | 0 | 0 | 0 | 0 | 0 | 0 | 3.5e-05 | 2.0759 | 96.5487
서인천GT5 | 227 | 163 | 32.584 | 108 | -70 | 1.0021 | 215.7 | 1 | 183 | 104 | 0 | 0 | 0 | 0 | 0 | 0 | 0 | 0 | 0 | 0 | 0 | 3.5e-05 | 2.0759 | 96.5487
서인천GT6 | 227 | 146.5 | -5.211 | 108 | -70 | 0.97 | 215.7 | 0 | 170 | 103 | 0 | 0 | 0 | 0 | 0 | 0 | 0 | 0 | 0 | 0 | 0 | 3.5e-05 | 2.0759 | 96.5487
서인천GT7 | 227 | 151 | -16.801 | 108 | -70 | 0.97 | 215.7 | 0 | 170 | 104 | 0 | 0 | 0 | 0 | 0 | 0 | 0 | 0 | 0 | 0 | 0 | 3.5e-05 | 2.0759 | 96.5487
서인천GT8 | 227 | 158.6 | -8.309 | 108 | -70 | 0.97 | 215.7 | 0 | 167 | 105 | 0 | 0 | 0 | 0 | 0 | 0 | 0 | 0 | 0 | 0 | 0 | 3.5e-05 | 2.0759 | 96.5487
서인천ST1 | 227 | 83 | -13.416 | 45 | -43 | 0.97 | 100.7 | 0 | 83 | 50 | 0 | 0 | 0 | 0 | 0 | 0 | 0 | 0 | 0 | 0 | 0 | 0.001488 | 0.92027 | 118.7979
서인천ST2 | 227 | 77.9 | -12.3 | 45 | -43 | 0.97 | 100.7 | 0 | 82 | 50 | 0 | 0 | 0 | 0 | 0 | 0 | 0 | 0 | 0 | 0 | 0 | 0.000869 | 1.1412 | 104.1557
서인천ST3 | 227 | 78.8 | -1.446 | 45 | -43 | 0.97 | 100.7 | 0 | 83 | 48 | 0 | 0 | 0 | 0 | 0 | 0 | 0 | 0 | 0 | 0 | 0 | 0.002697 | 0.26326 | 207.9835
서인천ST4 | 227 | 79 | -12.657 | 45 | -43 | 0.97 | 100.7 | 0 | 79 | 48 | 0 | 0 | 0 | 0 | 0 | 0 | 0 | 0 | 0 | 0 | 0 | 0.001171 | 0.98796 | 122.1795
서인천ST5 | 227 | 88 | 23.199 | 45 | -43 | 1.0041 | 100.7 | 1 | 88 | 50 | 0 | 0 | 0 | 0 | 0 | 0 | 0 | 0 | 0 | 0 | 0 | 0.00068 | 1.1915 | 99.9285
서인천ST6 | 227 | 84 | -4.289 | 45 | -43 | 0.97 | 100.7 | 0 | 84 | 50 | 0 | 0 | 0 | 0 | 0 | 0 | 0 | 0 | 0 | 0 | 0 | 0.000995 | 1.0834 | 106.4487
서인천ST7 | 227 | 83 | -11.592 | 45 | -43 | 0.97 | 100.7 | 0 | 83 | 50 | 0 | 0 | 0 | 0 | 0 | 0 | 0 | 0 | 0 | 0 | 0 | 0.00085 | 1.1574 | 98.0016
서인천ST8 | 227 | 77.9 | -6.801 | 45 | -43 | 0.97 | 100.7 | 0 | 82 | 51 | 0 | 0 | 0 | 0 | 0 | 0 | 0 | 0 | 0 | 0 | 0 | 0.001308 | 0.93083 | 129.8598
인천GT1 | 227 | 155 | 24.717 | 86.7 | -62.7 | 1 | 199 | 0 | 163 | 54 | 0 | 0 | 0 | 0 | 0 | 0 | 0 | 0 | 0 | 0 | 0 | 2e-06 | 2.3892 | 59.4941
인천GT2 | 227 | 155 | -4.027 | 86.7 | -62.7 | 0.9762 | 183 | 0 | 163 | 54 | 0 | 0 | 0 | 0 | 0 | 0 | 0 | 0 | 0 | 0 | 0 | 1e-06 | 1.8897 | 112.933
인천ST1 | 227 | 155 | 14.289 | 95.5 | -68.6 | 0.9907 | 219 | 0 | 176 | 52 | 0 | 0 | 0 | 0 | 0 | 0 | 0 | 0 | 0 | 0 | 0 | 1.8e-05 | 1.6334 | 41.9018
인천GT3 | 227 | 90 | 17.542 | 86.7 | -62.7 | 1 | 183 | 1 | 184 | 54 | 0 | 0 | 0 | 0 | 0 | 0 | 0 | 0 | 0 | 0 | 0 | 2e-06 | 2.3892 | 59.4941
인천GT4 | 227 | 90 | 17.72 | 86.7 | -62.7 | 1 | 183 | 1 | 184 | 54 | 0 | 0 | 0 | 0 | 0 | 0 | 0 | 0 | 0 | 0 | 0 | 1e-06 | 1.8897 | 112.933
인천ST2 | 227 | 90 | 17.719 | 95.5 | -68.6 | 1 | 201.03 | 1 | 176 | 52 | 0 | 0 | 0 | 0 | 0 | 0 | 0 | 0 | 0 | 0 | 0 | 4.4e-05 | 1.5734 | 62.167
인천GT5 | 227 | 140 | -22.969 | 90.6 | -62.4 | 0.97158 | 208 | 1 | 169 | 63 | 0 | 0 | 0 | 0 | 0 | 0 | 0 | 0 | 0 | 0 | 0 | 2e-06 | 2.3892 | 59.4941
인천GT6 | 227 | 140 | -25.321 | 90.6 | -62.4 | 0.97 | 208 | 1 | 169 | 63 | 0 | 0 | 0 | 0 | 0 | 0 | 0 | 0 | 0 | 0 | 0 | 1e-06 | 1.8897 | 112.933
인천ST3 | 227 | 140 | 22.713 | 87.2 | -60 | 1.0029 | 200 | 1 | 173 | 95 | 0 | 0 | 0 | 0 | 0 | 0 | 0 | 0 | 0 | 0 | 0 | 4.4e-05 | 1.5734 | 62.167
포스코ST3 | 227 | 118.75 | 6.718 | 90 | -65 | 1.05 | 202 | 1 | 149 | 88 | 0 | 0 | 0 | 0 | 0 | 0 | 0 | 0 | 0 | 0 | 0 | 0.00054 | 1.4757 | 101.7758
포스코ST4 | 227 | 141.6 | -60.232 | 90 | -65 | 1 | 202 | 0 | 149 | 88 | 0 | 0 | 0 | 0 | 0 | 0 | 0 | 0 | 0 | 0 | 0 | 0.000559 | 1.478 | 97.1111
포스코GT7 | 227 | 118.75 | 15.192 | 55 | -44 | 1.0211 | 137 | 1 | 118.75 | 62 | 0 | 0 | 0 | 0 | 0 | 0 | 0 | 0 | 0 | 0 | 0 | 0.001113 | 1.4016 | 186.5333
포스코GT8 | 227 | 118.75 | 12.73 | 55 | -44 | 1.0191 | 137 | 1 | 118.75 | 62 | 0 | 0 | 0 | 0 | 0 | 0 | 0 | 0 | 0 | 0 | 0 | 0.001046 | 1.5139 | 186.365
포스코GT9 | 227 | 118.75 | 9.531 | 55 | -44 | 1.0165 | 137 | 1 | 118.75 | 62 | 0 | 0 | 0 | 0 | 0 | 0 | 0 | 0 | 0 | 0 | 0 | 0.001885 | 1.1217 | 215.7082
포스코GT10 | 227 | 96 | 13.898 | 55 | -44 | 1 | 137 | 0 | 101 | 62 | 0 | 0 | 0 | 0 | 0 | 0 | 0 | 0 | 0 | 0 | 0 | 0.001113 | 1.4016 | 186.5333
포스코GT11 | 227 | 96 | 14.483 | 55 | -44 | 1 | 137 | 0 | 101 | 62 | 0 | 0 | 0 | 0 | 0 | 0 | 0 | 0 | 0 | 0 | 0 | 0.001046 | 1.5139 | 186.365
포스코GT12 | 227 | 96 | 14.551 | 55 | -44 | 1 | 137 | 0 | 101 | 62 | 0 | 0 | 0 | 0 | 0 | 0 | 0 | 0 | 0 | 0 | 0 | 0.001885 | 1.1217 | 215.7082
포스코GT13 | 227 | 105.333 | -5.915 | 110 | -100 | 0.983 | 238 | 1 | 190.5 | 118 | 0 | 0 | 0 | 0 | 0 | 0 | 0 | 0 | 0 | 0 | 0 | 0.000139 | 1.4496 | 100.6072
포스코GT14 | 227 | 105.333 | -11.941 | 110 | -100 | 0.97958 | 238 | 1 | 190.5 | 118 | 0 | 0 | 0 | 0 | 0 | 0 | 0 | 0 | 0 | 0 | 0 | 0.000139 | 1.4496 | 100.6072
포스코ST5 | 227 | 106 | -19.321 | 110 | -100 | 0.97541 | 238 | 1 | 210 | 128 | 0 | 0 | 0 | 0 | 0 | 0 | 0 | 0 | 0 | 0 | 0 | 0.000139 | 1.4496 | 100.6072
포스코GT15 | 227 | 106 | -5.858 | 110 | -100 | 0.983 | 238 | 1 | 191.5 | 118 | 0 | 0 | 0 | 0 | 0 | 0 | 0 | 0 | 0 | 0 | 0 | 0.000139 | 1.4496 | 100.6072
포스코GT16 | 227 | 105.333 | -3.278 | 110 | -100 | 0.98441 | 238 | 1 | 191.5 | 118 | 0 | 0 | 0 | 0 | 0 | 0 | 0 | 0 | 0 | 0 | 0 | 0.000139 | 1.4496 | 100.6072
포스코ST6 | 227 | 106 | -13.411 | 110 | -100 | 0.97869 | 238 | 1 | 219 | 125 | 0 | 0 | 0 | 0 | 0 | 0 | 0 | 0 | 0 | 0 | 0 | 0.000165 | 1.4511 | 94.1412
포스코7CC | 227 | 411 | -9.469 | 185 | -125 | 0.98133 | 424 | 1 | 439 | 130 | 0 | 0 | 0 | 0 | 0 | 0 | 0 | 0 | 0 | 0 | 0 | 0.000242 | 1.2041 | 110.1536
포스코8CC | 227 | 408 | 39.712 | 185 | -125 | 0.98954 | 424 | 1 | 408 | 130 | 0 | 0 | 0 | 0 | 0 | 0 | 0 | 0 | 0 | 0 | 0 | 0.000136 | 1.2871 | 108.9377
포스코9CC | 227 | 409 | 31.966 | 185 | -125 | 0.98691 | 424 | 1 | 411 | 130 | 0 | 0 | 0 | 0 | 0 | 0 | 0 | 0 | 0 | 0 | 0 | 1.2e-05 | 1.3415 | 104.1143
부천GT1 | 227 | 74 | 17.176 | 50 | -44 | 1.0025 | 142 | 0 | 98.667 | 59 | 0 | 0 | 0 | 0 | 0 | 0 | 0 | 0 | 0 | 0 | 0 | 1.7e-05 | 2.754 | 64.4526
부천GT2 | 227 | 74 | 20.024 | 50 | -44 | 0.98674 | 142 | 0 | 98.667 | 59 | 0 | 0 | 0 | 0 | 0 | 0 | 0 | 0 | 0 | 0 | 0 | 1.7e-05 | 2.754 | 64.4526
부천GT3 | 227 | 74 | 16.963 | 50 | -44 | 0.98394 | 142 | 0 | 98.667 | 59 | 0 | 0 | 0 | 0 | 0 | 0 | 0 | 0 | 0 | 0 | 0 | 1.7e-05 | 2.754 | 64.4526
부천ST | 227 | 74 | 22.644 | 93 | -88 | 1.0185 | 200 | 0 | 140 | 84 | 0 | 0 | 0 | 0 | 0 | 0 | 0 | 0 | 0 | 0 | 0 | 0.00029 | 1.7004 | 76.5292
송열GT1 | 227 | 80.5 | -26 | 34 | -26 | 0.97 | 82 | 1 | 80.5 | 45 | 0 | 0 | 0 | 0 | 0 | 0 | 0 | 0 | 0 | 0 | 0 | 1e-06 | 2.0862 | 68
송열GT2 | 227 | 80.5 | -26 | 34 | -26 | 0.97 | 82 | 1 | 80.5 | 45 | 0 | 0 | 0 | 0 | 0 | 0 | 0 | 0 | 0 | 0 | 0 | 1e-06 | 2.0862 | 68
송열ST1 | 227 | 51 | -18 | 26 | -18 | 0.97 | 58.466 | 1 | 51 | 17 | 0 | 0 | 0 | 0 | 0 | 0 | 0 | 0 | 0 | 0 | 0 | 0.001906 | 1.6614 | 24.9511
안산GT1 | 1 | 278 | 20.274 | 148 | -100 | 0.98304 | 319 | 1 | 278 | 130 | 0 | 0 | 0 | 0 | 0 | 0 | 0 | 0 | 0 | 0 | 0 | 2.5e-05 | 1.8459 | 173.1378
안산GT2 | 1 | 278 | 19.778 | 148 | -100 | 0.98281 | 319 | 1 | 278 | 130 | 0 | 0 | 0 | 0 | 0 | 0 | 0 | 0 | 0 | 0 | 0 | 2.5e-05 | 1.8459 | 173.1378
안산ST1 | 1 | 261 | 28.682 | 147 | -100 | 0.99054 | 313 | 1 | 261 | 130 | 0 | 0 | 0 | 0 | 0 | 0 | 0 | 0 | 0 | 0 | 0 | 3e-06 | 1.5552 | 47.4831
화성GT1 | 1 | 120 | 16.124 | 95.9 | -68.69 | 0.99061 | 220 | 1 | 182 | 106 | 0 | 0 | 0 | 0 | 0 | 0 | 0 | 0 | 0 | 0 | 0 | 5e-06 | 2.6802 | 45.6604
화성GT2 | 1 | 120 | 11.507 | 95.9 | -68.69 | 0.98733 | 220 | 1 | 182 | 106 | 0 | 0 | 0 | 0 | 0 | 0 | 0 | 0 | 0 | 0 | 0 | 5e-06 | 2.6802 | 45.6604
화성ST1 | 1 | 120 | 22.437 | 97.6 | -69.94 | 0.99155 | 224 | 1 | 148 | 87 | 0 | 0 | 0 | 0 | 0 | 0 | 0 | 0 | 0 | 0 | 0 | 0.000151 | 1.5973 | 49.1698
판교GT1 | 1 | 86 | -25 | 49.5 | -25 | 0.98624 | 93 | 1 | 86 | 44 | 0 | 0 | 0 | 0 | 0 | 0 | 0 | 0 | 0 | 0 | 0 | 1e-06 | 2.0862 | 68
판교ST1 | 1 | 65 | -23.5 | 33 | -23.5 | 0.99072 | 76.294 | 1 | 65 | 16 | 0 | 0 | 0 | 0 | 0 | 0 | 0 | 0 | 0 | 0 | 0 | 0.001906 | 1.6614 | 24.9511
평택1G | 1 | 260 | 95.18 | 150 | -89 | 1 | 390 | 0 | 360 | 216 | 0 | 0 | 0 | 0 | 0 | 0 | 0 | 0 | 0 | 0 | 0 | 0.000996 | 1.5412 | 156.2729
평택2G | 1 | 260 | 95.317 | 150 | -89 | 1 | 390 | 0 | 360 | 216 | 0 | 0 | 0 | 0 | 0 | 0 | 0 | 0 | 0 | 0 | 0 | 0.0001 | 1.9815 | 94.0812
평택3G | 1 | 260 | 94.705 | 150 | -89 | 1 | 390 | 0 | 360 | 211 | 0 | 0 | 0 | 0 | 0 | 0 | 0 | 0 | 0 | 0 | 0 | 0.000572 | 1.7534 | 117.5782
평택4G | 1 | 260 | -14.321 | 150 | -89 | 1 | 390 | 0 | 360 | 216 | 0 | 0 | 0 | 0 | 0 | 0 | 0 | 0 | 0 | 0 | 0 | 0.000503 | 1.7668 | 113.6518
평택GT5 | 1 | 272 | 105.005 | 180 | -120 | 1.0046 | 408 | 0 | 325 | 220 | 0 | 0 | 0 | 0 | 0 | 0 | 0 | 0 | 0 | 0 | 0 | 0.000643 | 1.1962 | 472.335
평택GT6 | 1 | 272 | 96.6 | 180 | -120 | 1.0065 | 408 | 0 | 325 | 220 | 0 | 0 | 0 | 0 | 0 | 0 | 0 | 0 | 0 | 0 | 0 | 0.000643 | 1.1962 | 472.335
평택ST2 | 1 | 272 | 108.519 | 158 | -105 | 1.0094 | 361 | 0 | 300 | 195 | 0 | 0 | 0 | 0 | 0 | 0 | 0 | 0 | 0 | 0 | 0 | 2e-06 | 1.5039 | 100.3675
신평택GT1 | 1 | 325.5 | 95.352 | 179.587 | -128.647 | 1.001 | 412 | 1 | 325.5 | 87.7 | 0 | 0 | 0 | 0 | 0 | 0 | 0 | 0 | 0 | 0 | 0 | 0.000643 | 1.1962 | 472.335
신평택GT2 | 1 | 325.5 | 93.036 | 179.587 | -128.647 | 1.0002 | 412 | 1 | 325.5 | 87.7 | 0 | 0 | 0 | 0 | 0 | 0 | 0 | 0 | 0 | 0 | 0 | 0.000643 | 1.1962 | 472.335
신평택ST1 | 1 | 299 | 91.841 | 160.408 | -114.908 | 1.001 | 368 | 1 | 299 | 49.9 | 0 | 0 | 0 | 0 | 0 | 0 | 0 | 0 | 0 | 0 | 0 | 2e-06 | 1.5039 | 100.3675
분당GT1 | 1 | 35.833 | -2.742 | 46 | -37 | 0.98083 | 119.2 | 1 | 67.2 | 49 | 0 | 0 | 0 | 0 | 0 | 0 | 0 | 0 | 0 | 0 | 0 | 0.000909 | 2.4121 | 86.4585
분당GT2 | 1 | 35.833 | -3.022 | 46 | -37 | 0.98046 | 119.2 | 1 | 67.2 | 49 | 0 | 0 | 0 | 0 | 0 | 0 | 0 | 0 | 0 | 0 | 0 | 0.000909 | 2.4121 | 86.4585
분당GT3 | 1 | 35.833 | 11.906 | 46 | -37 | 1 | 119.2 | 1 | 67.2 | 49 | 0 | 0 | 0 | 0 | 0 | 0 | 0 | 0 | 0 | 0 | 0 | 0.000909 | 2.4121 | 86.4585
분당GT4 | 1 | 35.833 | 12.078 | 46 | -37 | 1 | 119.2 | 1 | 67.2 | 49 | 0 | 0 | 0 | 0 | 0 | 0 | 0 | 0 | 0 | 0 | 0 | 0.000909 | 2.4121 | 86.4585
분당GT5 | 1 | 35.833 | 11.977 | 46 | -37 | 1 | 119.2 | 1 | 67.2 | 49 | 0 | 0 | 0 | 0 | 0 | 0 | 0 | 0 | 0 | 0 | 0 | 0.000909 | 2.4121 | 86.4585
분당ST1 | 1 | 35.833 | -0.87 | 88 | -70 | 0.98584 | 226.11 | 1 | 131 | 112 | 0 | 0 | 0 | 0 | 0 | 0 | 0 | 0 | 0 | 0 | 0 | 0.000271 | 1.6357 | 167.4022
분당GT6 | 1 | 53.75 | 2.795 | 46 | -37 | 0.98576 | 119.2 | 1 | 120 | 32 | 0 | 0 | 0 | 0 | 0 | 0 | 0 | 0 | 0 | 0 | 0 | 0.000605 | 2.4917 | 144.684
분당GT7 | 1 | 53.75 | 13.022 | 46 | -37 | 1 | 119.2 | 1 | 120 | 32 | 0 | 0 | 0 | 0 | 0 | 0 | 0 | 0 | 0 | 0 | 0 | 0.000605 | 2.4917 | 144.684
분당GT8 | 1 | 53.75 | -5.087 | 46 | -37 | 0.976 | 119.2 | 1 | 120 | 32 | 0 | 0 | 0 | 0 | 0 | 0 | 0 | 0 | 0 | 0 | 0 | 0.000605 | 2.4917 | 144.684
분당ST2 | 1 | 53.75 | -0.745 | 66 | -44 | 0.98493 | 150.5 | 1 | 77 | 33 | 0 | 0 | 0 | 0 | 0 | 0 | 0 | 0 | 0 | 0 | 0 | 0.000443 | 1.5714 | 117.0798
오성GT1 | 1 | 179 | 24.229 | 70 | -60 | 0.99349 | 220 | 1 | 179 | 105 | 0 | 0 | 0 | 0 | 0 | 0 | 0 | 0 | 0 | 0 | 0 | 0.001239 | 0.75309 | 581.9882
오성GT2 | 1 | 179 | 22.985 | 70 | -60 | 0.99265 | 220 | 1 | 179 | 105 | 0 | 0 | 0 | 0 | 0 | 0 | 0 | 0 | 0 | 0 | 0 | 0.001239 | 0.75309 | 581.9882
오성GT3 | 1 | 179 | 25.105 | 70 | -60 | 0.98775 | 220 | 1 | 179 | 105 | 0 | 0 | 0 | 0 | 0 | 0 | 0 | 0 | 0 | 0 | 0 | 0.001239 | 0.75309 | 581.9882
오성ST1 | 1 | 179 | 52.556 | 140 | -100 | 1.0055 | 327 | 1 | 271 | 167 | 0 | 0 | 0 | 0 | 0 | 0 | 0 | 0 | 0 | 0 | 0 | 0.000159 | 1.4077 | 121.9186
안양GT1 | 1 | 65.1 | 17.283 | 48 | -42 | 1 | 119.2 | 0 | 68.5 | 53 | 0 | 0 | 0 | 0 | 0 | 0 | 0 | 0 | 0 | 0 | 0 | 0.003749 | 0.023214 | 549.2696
안양GT2 | 1 | 65.1 | 34.607 | 48 | -42 | 1.0207 | 119.2 | 0 | 68.5 | 53 | 0 | 0 | 0 | 0 | 0 | 0 | 0 | 0 | 0 | 0 | 0 | 0.003749 | 0.023214 | 549.2696
안양GT3 | 1 | 65.1 | 10.994 | 48 | -42 | 1.0181 | 119.2 | 0 | 68.5 | 53 | 0 | 0 | 0 | 0 | 0 | 0 | 0 | 0 | 0 | 0 | 0 | 0.003749 | 0.023214 | 549.2696
안양GT4 | 1 | 65.1 | 40.646 | 48 | -42 | 1.026 | 119.2 | 0 | 68.5 | 53 | 0 | 0 | 0 | 0 | 0 | 0 | 0 | 0 | 0 | 0 | 0 | 0.003749 | 0.023214 | 549.2696
안양ST | 1 | 107.4 | 44.541 | 70 | -56 | 1.0158 | 180.1 | 0 | 113 | 73 | 0 | 0 | 0 | 0 | 0 | 0 | 0 | 0 | 0 | 0 | 0 | 4e-06 | 1.9163 | 42.0127
안양2-1GT | 1 | 331.9 | 29.021 | 165.6 | -118.7 | 1.0004 | 380 | 1 | 342 | 159.6 | 0 | 0 | 0 | 0 | 0 | 0 | 0 | 0 | 0 | 0 | 0 | 0.003749 | 0.023214 | 549.2696
안양2-1ST | 1 | 170.1 | 22.206 | 82.4 | -59 | 1.0154 | 189 | 1 | 170.1 | 111.6 | 0 | 0 | 0 | 0 | 0 | 0 | 0 | 0 | 0 | 0 | 0 | 4e-06 | 1.9163 | 42.0127
대청1G | 353 | 28 | 0.802 | 19 | -8 | 0.98 | 50 | 0 | 45 | 27 | 0 | 0 | 0 | 0 | 0 | 0 | 0 | 0 | 0 | 0 | 0 | 0.001362 | 1.995 | 26.8042
대청2G | 353 | 28 | 0.072 | 19 | -8 | 0.97497 | 50 | 0 | 45 | 27 | 0 | 0 | 0 | 0 | 0 | 0 | 0 | 0 | 0 | 0 | 0 | 0.001362 | 1.995 | 26.8042
한울1G | 518 | 1013 | 135.218 | 479 | -343 | 0.9842 | 1100 | 1 | 1013 | 607 | 0 | 0 | 0 | 0 | 0 | 0 | 0 | 0 | 0 | 0 | 0 | 0.000188 | 1.9575 | 348.6742
한울2G | 518 | 1012 | 173.033 | 479 | -343 | 0.98966 | 1236.8 | 1 | 1017 | 609 | 0 | 0 | 0 | 0 | 0 | 0 | 0 | 0 | 0 | 0 | 0 | 0.000187 | 1.9555 | 348.6742
한울3G | 518 | 1054 | 143.08 | 480 | -320 | 1.0095 | 1219.6 | 1 | 1054 | 632 | 0 | 0 | 0 | 0 | 0 | 0 | 0 | 0 | 0 | 0 | 0 | 0.000195 | 1.9959 | 348.6742
한울4G | 518 | 1054 | 159.585 | 480 | -320 | 1.0117 | 1219.6 | 1 | 1054 | 632 | 0 | 0 | 0 | 0 | 0 | 0 | 0 | 0 | 0 | 0 | 0 | 0.00019 | 1.9719 | 348.6742
한울5G | 518 | 1055 | 227.519 | 480 | -320 | 0.99178 | 1219.6 | 1 | 1055 | 632 | 0 | 0 | 0 | 0 | 0 | 0 | 0 | 0 | 0 | 0 | 0 | 0.000525 | 1.2132 | 668.2478
한울6G | 518 | 1054 | 245.069 | 480 | -320 | 0.99402 | 1219.6 | 1 | 1054 | 632 | 0 | 0 | 0 | 0 | 0 | 0 | 0 | 0 | 0 | 0 | 0 | 0.000525 | 1.2132 | 668.2478
양양1P | 56 | 250 | 69.655 | 122.9 | -150 | 0.99177 | 282 | 0 | 250 | -250 | 0 | 0 | 0 | 0 | 0 | 0 | 0 | 0 | 0 | 0 | 0 | 5.4e-05 | 0.049589 | 44.2938
양양2P | 56 | 250 | -18.933 | 122.9 | -150 | 1 | 282 | 0 | 250 | -250 | 0 | 0 | 0 | 0 | 0 | 0 | 0 | 0 | 0 | 0 | 0 | 5.4e-05 | 0.049589 | 44.2938
양양3P | 56 | 250 | -0.339 | 122.9 | -150 | 1 | 282 | 0 | 250 | -250 | 0 | 0 | 0 | 0 | 0 | 0 | 0 | 0 | 0 | 0 | 0 | 5.4e-05 | 0.049589 | 44.2938
양양4P | 56 | 250 | 53.849 | 122.9 | -150 | 0.99056 | 282 | 0 | 250 | -250 | 0 | 0 | 0 | 0 | 0 | 0 | 0 | 0 | 0 | 0 | 0 | 5.4e-05 | 0.049589 | 44.2938
삼척#1G | 56 | 1022 | 143.152 | 536 | -384 | 0.98021 | 1230 | 1 | 1022 | 51 | 0 | 0 | 0 | 0 | 0 | 0 | 0 | 0 | 0 | 0 | 0 | 4.9e-05 | 2.0179 | 230.0677
삼척#2G | 56 | 776.7 | 198.886 | 536 | -384 | 1 | 1230 | 0 | 1022 | 51 | 0 | 0 | 0 | 0 | 0 | 0 | 0 | 0 | 0 | 0 | 0 | 0.000218 | 1.6905 | 323.5795
청평1G | 1 | 14 | 4.48 | 8 | -5 | 0.99874 | 22 | 0 | 20 | 12 | 0 | 0 | 0 | 0 | 0 | 0 | 0 | 0 | 0 | 0 | 0 | 0.00053 | 4.6888 | 0.22327
청평2G | 1 | 14 | 3.735 | 8 | -5 | 1 | 22 | 0 | 20 | 12 | 0 | 0 | 0 | 0 | 0 | 0 | 0 | 0 | 0 | 0 | 0 | 0.00053 | 4.6888 | 0.22327
청평3G | 1 | 14 | 7.286 | 14 | -7 | 0.99763 | 45 | 0 | 40 | 24 | 0 | 0 | 0 | 0 | 0 | 0 | 0 | 0 | 0 | 0 | 0 | 0.00053 | 4.6888 | 0.22327
청평4G | 1 | 14 | 8.557 | 28.68 | -28.68 | 1.0044 | 66.7 | 0 | 60 | 36 | 0 | 0 | 0 | 0 | 0 | 0 | 0 | 0 | 0 | 0 | 0 | 0.00053 | 4.6888 | 0.22327
의암1G | 56 | 21 | 2.364 | 9 | 0 | 0.99229 | 26.7 | 0 | 22 | 13 | 0 | 0 | 0 | 0 | 0 | 0 | 0 | 0 | 0 | 0 | 0 | 0.036842 | 5.9478 | 8.748
의암2G | 56 | 21 | 0 | 9 | 0 | 0.99485 | 26.7 | 0 | 22 | 13 | 0 | 0 | 0 | 0 | 0 | 0 | 0 | 0 | 0 | 0 | 0 | 0.036842 | 5.9478 | 8.748
춘천1G | 56 | 29 | 4.598 | 12 | -6 | 0.99578 | 34.6 | 0 | 30 | 18 | 0 | 0 | 0 | 0 | 0 | 0 | 0 | 0 | 0 | 0 | 0 | 0.007642 | 3.4324 | 6.1714
춘천2G | 56 | 29 | 5.759 | 12 | -6 | 0.99802 | 34.6 | 0 | 30 | 18 | 0 | 0 | 0 | 0 | 0 | 0 | 0 | 0 | 0 | 0 | 0 | 0.007642 | 3.4324 | 6.1714
화천1G | 56 | 17 | -0.835 | 12 | -6 | 1.0094 | 30 | 0 | 27 | 16 | 0 | 0 | 0 | 0 | 0 | 0 | 0 | 0 | 0 | 0 | 0 | 0.016096 | 0.82495 | 9.0798
화천2G | 56 | 17 | -1.369 | 12 | -6 | 1.0099 | 30 | 0 | 27 | 16 | 0 | 0 | 0 | 0 | 0 | 0 | 0 | 0 | 0 | 0 | 0 | 0.016096 | 0.82495 | 9.0798
화천3G | 56 | 17 | -0.864 | 12 | -6 | 0.98 | 30 | 0 | 27 | 16 | 0 | 0 | 0 | 0 | 0 | 0 | 0 | 0 | 0 | 0 | 0 | 0.016096 | 0.82495 | 9.0798
화천4G | 56 | 17 | 3.855 | 12 | -6 | 1.0072 | 30 | 0 | 27 | 16 | 0 | 0 | 0 | 0 | 0 | 0 | 0 | 0 | 0 | 0 | 0 | 0.016096 | 0.82495 | 9.0798
청평1P | 1 | 200 | 80 | 80 | -30 | 1 | 220 | 0 | 200 | 120 | 0 | 0 | 0 | 0 | 0 | 0 | 0 | 0 | 0 | 0 | 0 | 0.000405 | 0.12085 | 11.097
청평2P | 1 | 200 | 79.569 | 80 | -30 | 0.99337 | 220 | 0 | 200 | 120 | 0 | 0 | 0 | 0 | 0 | 0 | 0 | 0 | 0 | 0 | 0 | 0.000405 | 0.12085 | 11.097
소양1G | 56 | 94 | 4.709 | 41 | -32 | 0.98671 | 110 | 0 | 100 | 60 | 0 | 0 | 0 | 0 | 0 | 0 | 0 | 0 | 0 | 0 | 0 | 0.002351 | 0.76356 | 21.824
소양2G | 56 | 94 | 5.704 | 41 | -32 | 1.0002 | 110 | 0 | 100 | 60 | 0 | 0 | 0 | 0 | 0 | 0 | 0 | 0 | 0 | 0 | 0 | 0.002351 | 0.76356 | 21.824
안동1G | 518 | 14 | -5.96 | 19 | -12 | 0.98 | 50 | 0 | 45 | 27 | 0 | 0 | 0 | 0 | 0 | 0 | 0 | 0 | 0 | 0 | 0 | 0.002143 | 1.7889 | 5.7274
안동2G | 518 | 14 | 14.623 | 19 | -12 | 1.024 | 50 | 0 | 45 | 27 | 0 | 0 | 0 | 0 | 0 | 0 | 0 | 0 | 0 | 0 | 0 | 0.002143 | 1.7889 | 5.7274
임하1G | 518 | 24 | -0.982 | 9 | -10 | 0.98378 | 21 | 0 | 25 | 15 | 0 | 0 | 0 | 0 | 0 | 0 | 0 | 0 | 0 | 0 | 0 | 0.000342 | 0.16266 | 0.31328
임하2G | 518 | 24 | 4.479 | 9 | -10 | 1 | 21 | 0 | 25 | 15 | 0 | 0 | 0 | 0 | 0 | 0 | 0 | 0 | 0 | 0 | 0 | 0.000342 | 0.16266 | 0.31328
예천1P | 518 | 400 | 40.901 | 191 | -311 | 1.0293 | 400 | 0 | 400 | -400 | 0 | 0 | 0 | 0 | 0 | 0 | 0 | 0 | 0 | 0 | 0 | 4e-06 | 0.1975 | 26.0507
예천2P | 518 | 400 | 91.119 | 191 | -311 | 1 | 400 | 0 | 400 | -400 | 0 | 0 | 0 | 0 | 0 | 0 | 0 | 0 | 0 | 0 | 0 | 4e-06 | 0.1975 | 26.0507
영동1G | 56 | 118.8 | -12.425 | 70 | -41 | 0.97 | 160 | 1 | 125 | 71 | 0 | 0 | 0 | 0 | 0 | 0 | 0 | 0 | 0 | 0 | 0 | 0.000684 | 2.3526 | 56.6792
영동2G | 56 | 202 | 58.254 | 130 | -83 | 1 | 260 | 0 | 202 | 121 | 0 | 0 | 0 | 0 | 0 | 0 | 0 | 0 | 0 | 0 | 0 | 0.000684 | 2.3526 | 56.6792
동해1G | 56 | 152 | 23.948 | 112 | -65 | 0.99709 | 245 | 1 | 208 | 125 | 0 | 0 | 0 | 0 | 0 | 0 | 0 | 0 | 0 | 0 | 0 | 0.000277 | 2.1984 | 50.966
동해2G | 56 | 152 | 30.693 | 112 | -65 | 0.99816 | 245 | 0 | 208 | 125 | 0 | 0 | 0 | 0 | 0 | 0 | 0 | 0 | 0 | 0 | 0 | 0.001459 | 1.8184 | 79.2689
영월GT1 | 56 | 179 | 49.227 | 100 | -72 | 1.0005 | 230 | 0 | 179 | 155 | 0 | 0 | 0 | 0 | 0 | 0 | 0 | 0 | 0 | 0 | 0 | 0.000328 | 1.8754 | 302.0857
영월GT2 | 56 | 179 | 37.409 | 100 | -72 | 0.98736 | 230 | 0 | 179 | 155 | 0 | 0 | 0 | 0 | 0 | 0 | 0 | 0 | 0 | 0 | 0 | 0.000328 | 1.8754 | 302.0857
영월GT3 | 56 | 179 | 37.719 | 100 | -72 | 0.99143 | 230 | 0 | 179 | 155 | 0 | 0 | 0 | 0 | 0 | 0 | 0 | 0 | 0 | 0 | 0 | 0.000328 | 1.8754 | 302.0857
영월ST1 | 56 | 179 | 66.726 | 150 | -110 | 1.0005 | 340 | 0 | 295 | 230 | 0 | 0 | 0 | 0 | 0 | 0 | 0 | 0 | 0 | 0 | 0 | 0.00021 | 1.4005 | 147.7323
충주1G | 353 | 2.5 | 20.617 | 59 | -60 | 0.9851 | 117.6 | 1 | 100 | 60 | 0 | 0 | 0 | 0 | 0 | 0 | 0 | 0 | 0 | 0 | 0 | 0.000544 | 1.4001 | 25.9756
충주2G | 353 | 2.5 | -2.972 | 59 | -60 | 0.97 | 117.6 | 0 | 100 | 60 | 0 | 0 | 0 | 0 | 0 | 0 | 0 | 0 | 0 | 0 | 0 | 0.000544 | 1.4001 | 25.9756
충주3G | 353 | 2.5 | 21.295 | 59 | -60 | 0.98572 | 117.6 | 1 | 100 | 60 | 0 | 0 | 0 | 0 | 0 | 0 | 0 | 0 | 0 | 0 | 0 | 0.000544 | 1.4001 | 25.9756
충주4G | 353 | 2.5 | 40.494 | 59 | -60 | 1 | 117.6 | 1 | 100 | 60 | 0 | 0 | 0 | 0 | 0 | 0 | 0 | 0 | 0 | 0 | 0 | 0.000544 | 1.4001 | 25.9756
춘천열G1 | 56 | 466 | 74.112 | 231 | -165.5 | 1.0022 | 530 | 1 | 477 | 260.6 | 0 | 0 | 0 | 0 | 0 | 0 | 0 | 0 | 0 | 0 | 0 | 0.000644 | 0.8837 | 202.9823
북평1G | 56 | 565 | 142.752 | 305.1 | -218.6 | 0.99094 | 700 | 1 | 595 | 297.5 | 0 | 0 | 0 | 0 | 0 | 0 | 0 | 0 | 0 | 0 | 0 | 0.000229 | 1.6523 | 196.425
북평2G | 56 | 565 | 139.786 | 305.1 | -218.6 | 0.99025 | 700 | 1 | 595 | 297.5 | 0 | 0 | 0 | 0 | 0 | 0 | 0 | 0 | 0 | 0 | 0 | 5.2e-05 | 1.7586 | 162.3984
태안1G | 369 | 380 | 189.799 | 270 | -164 | 0.98386 | 612 | 0 | 500 | 313 | 0 | 0 | 0 | 0 | 0 | 0 | 0 | 0 | 0 | 0 | 0 | 0.000644 | 1.5696 | 183.9615
태안2G | 369 | 500 | 56.523 | 270 | -164 | 0.97976 | 612 | 1 | 500 | 311 | 0 | 0 | 0 | 0 | 0 | 0 | 0 | 0 | 0 | 0 | 0 | 0.000889 | 1.4163 | 212.9541
태안3G | 369 | 380 | 38.685 | 270 | -164 | 0.97861 | 612 | 1 | 500 | 313 | 0 | 0 | 0 | 0 | 0 | 0 | 0 | 0 | 0 | 0 | 0 | 0.000197 | 1.96 | 113.2357
태안4G | 369 | 380 | 94.858 | 270 | -164 | 0.9938 | 612 | 1 | 500 | 311 | 0 | 0 | 0 | 0 | 0 | 0 | 0 | 0 | 0 | 0 | 0 | 0.000248 | 1.9077 | 120.8875
태안5G | 369 | 380 | 53.187 | 270 | -164 | 0.98116 | 612 | 0 | 500 | 302 | 0 | 0 | 0 | 0 | 0 | 0 | 0 | 0 | 0 | 0 | 0 | 0.001061 | 1.2648 | 258.6529
태안6G | 369 | 380 | 49.265 | 270 | -164 | 0.98021 | 612 | 0 | 500 | 302 | 0 | 0 | 0 | 0 | 0 | 0 | 0 | 0 | 0 | 0 | 0 | 0.000521 | 1.7309 | 145.5245
태안7G | 369 | 380 | 47.523 | 270 | -164 | 0.97126 | 636.5 | 1 | 500 | 320 | 0 | 0 | 0 | 0 | 0 | 0 | 0 | 0 | 0 | 0 | 0 | 0.000201 | 1.8489 | 146.5295
태안8G | 369 | 380 | 50.502 | 270 | -164 | 0.97202 | 636.5 | 1 | 500 | 320 | 0 | 0 | 0 | 0 | 0 | 0 | 0 | 0 | 0 | 0 | 0 | 0.000262 | 1.8162 | 135.2569
태안9G | 369 | 798 | 138.248 | 546.61 | -370.95 | 0.97945 | 1254 | 1 | 1050 | 5.25 | 0 | 0 | 0 | 0 | 0 | 0 | 0 | 0 | 0 | 0 | 0 | 9.3e-05 | 1.8151 | 229.0741
태안10G | 369 | 798 | 138.785 | 546.61 | -370.95 | 0.98099 | 1254 | 0 | 1050 | 5.25 | 0 | 0 | 0 | 0 | 0 | 0 | 0 | 0 | 0 | 0 | 0 | 8.9e-05 | 1.8184 | 224.2504
보령1G | 369 | 380 | 97.211 | 252 | -164 | 1 | 626 | 0 | 500 | 321 | 0 | 0 | 0 | 0 | 0 | 0 | 0 | 0 | 0 | 0 | 0 | 0.000886 | 1.4468 | 248.5503
보령2G | 369 | 380 | 100.84 | 252 | -164 | 1 | 626 | 0 | 500 | 321 | 0 | 0 | 0 | 0 | 0 | 0 | 0 | 0 | 0 | 0 | 0 | 0.0005 | 1.7563 | 186.0937
보령3G | 369 | 418 | 18.233 | 270 | -164 | 0.98019 | 612 | 1 | 550 | 315 | 0 | 0 | 0 | 0 | 0 | 0 | 0 | 0 | 0 | 0 | 0 | 0.000605 | 1.6073 | 188.3262
보령4G | 369 | 380 | 87.127 | 270 | -164 | 1.0001 | 612 | 1 | 500 | 315 | 0 | 0 | 0 | 0 | 0 | 0 | 0 | 0 | 0 | 0 | 0 | 0.000744 | 1.5119 | 195.9728
보령5G | 369 | 380 | 170.238 | 270 | -164 | 1.0193 | 612 | 0 | 500 | 315 | 0 | 0 | 0 | 0 | 0 | 0 | 0 | 0 | 0 | 0 | 0 | 0.000581 | 1.677 | 165.6854
보령6G | 369 | 380 | 100.876 | 270 | -164 | 1.0012 | 612 | 1 | 500 | 324 | 0 | 0 | 0 | 0 | 0 | 0 | 0 | 0 | 0 | 0 | 0 | 0.000372 | 1.8124 | 132.7463
보령7G | 369 | 380 | 36.944 | 270 | -164 | 0.983 | 636.5 | 1 | 500 | 325 | 0 | 0 | 0 | 0 | 0 | 0 | 0 | 0 | 0 | 0 | 0 | 0.000246 | 1.715 | 176.8869
보령8G | 369 | 380 | 27.788 | 270 | -164 | 0.98064 | 636.5 | 1 | 500 | 325 | 0 | 0 | 0 | 0 | 0 | 0 | 0 | 0 | 0 | 0 | 0 | 0.000243 | 1.7518 | 158.8153
신보령1G | 369 | 774 | 114.932 | 535 | -383 | 0.99744 | 1227 | 1 | 1100 | 53.5 | 0 | 0 | 0 | 0 | 0 | 0 | 0 | 0 | 0 | 0 | 0 | 0.000537 | 1.4065 | 378.9847
신보령2G | 369 | 774 | 112.653 | 535 | -383 | 0.99887 | 1227 | 0 | 1100 | 53.5 | 0 | 0 | 0 | 0 | 0 | 0 | 0 | 0 | 0 | 0 | 0 | 5e-06 | 2.1359 | 140.8759
보령GT1 | 369 | 16.667 | 22.724 | 105 | -65 | 0.99485 | 208 | 1 | 147.5 | 86 | 0 | 0 | 0 | 0 | 0 | 0 | 0 | 0 | 0 | 0 | 0 | 8.1e-05 | 2.6232 | 54.6918
보령GT2 | 369 | 16.667 | 15.425 | 105 | -65 | 0.99078 | 208 | 1 | 147.5 | 86 | 0 | 0 | 0 | 0 | 0 | 0 | 0 | 0 | 0 | 0 | 0 | 0.000173 | 2.5643 | 45.4365
보령GT3 | 369 | 138.7 | -37.84 | 105 | -65 | 1 | 208 | 0 | 146 | 86 | 0 | 0 | 0 | 0 | 0 | 0 | 0 | 0 | 0 | 0 | 0 | 0.001055 | 2.2726 | 60.4143
보령GT4 | 369 | 138.7 | -37.258 | 105 | -65 | 1 | 208 | 0 | 146 | 86 | 0 | 0 | 0 | 0 | 0 | 0 | 0 | 0 | 0 | 0 | 0 | 0.001055 | 2.2726 | 60.4143
보령GT5 | 369 | 138.7 | 22.221 | 105 | -65 | 0.99087 | 208 | 0 | 142.5 | 85 | 0 | 0 | 0 | 0 | 0 | 0 | 0 | 0 | 0 | 0 | 0 | 8.1e-05 | 2.6232 | 54.6918
보령GT6 | 369 | 138.7 | 13.913 | 105 | -65 | 0.98647 | 208 | 0 | 142.5 | 85 | 0 | 0 | 0 | 0 | 0 | 0 | 0 | 0 | 0 | 0 | 0 | 0.000173 | 2.5643 | 45.4365
보령ST1 | 369 | 16.667 | 8.755 | 105 | -65 | 0.98613 | 200 | 1 | 181 | 112 | 0 | 0 | 0 | 0 | 0 | 0 | 0 | 0 | 0 | 0 | 0 | 2.1e-05 | 1.6122 | 61.8239
보령ST2 | 369 | 172.9 | 51.902 | 105 | -65 | 1 | 200 | 0 | 182 | 112 | 0 | 0 | 0 | 0 | 0 | 0 | 0 | 0 | 0 | 0 | 0 | 3.7e-05 | 1.6125 | 58.7683
보령ST3 | 369 | 172.9 | 15.76 | 105 | -65 | 0.9855 | 200 | 0 | 180 | 110 | 0 | 0 | 0 | 0 | 0 | 0 | 0 | 0 | 0 | 0 | 0 | 6.5e-05 | 1.6161 | 50.0135
태안IGCCST | 369 | 168.162 | -47 | 70 | -47 | 0.97776 | 165 | 1 | 168.162 | 90.4 | 0 | 0 | 0 | 0 | 0 | 0 | 0 | 0 | 0 | 0 | 0 | 0.000643 | 1.1962 | 472.335
태안IGCCGT | 369 | 100.687 | -79 | 113 | -79 | 0.97662 | 258 | 1 | 232.2 | 70.82 | 0 | 0 | 0 | 0 | 0 | 0 | 0 | 0 | 0 | 0 | 0 | 0.000643 | 1.1962 | 472.335
당진1G | 369 | 380 | 86.494 | 270 | -164 | 0.98492 | 612 | 0 | 525 | 315 | 0 | 0 | 0 | 0 | 0 | 0 | 0 | 0 | 0 | 0 | 0 | 0.000384 | 1.7963 | 167.9537
당진2G | 369 | 380 | 25.647 | 270 | -164 | 0.98283 | 612 | 1 | 525 | 315 | 0 | 0 | 0 | 0 | 0 | 0 | 0 | 0 | 0 | 0 | 0 | 0.000462 | 1.7743 | 157.9984
당진3G | 369 | 380 | -28.461 | 270 | -164 | 0.97 | 612 | 1 | 525 | 315 | 0 | 0 | 0 | 0 | 0 | 0 | 0 | 0 | 0 | 0 | 0 | 3.4e-05 | 2.2083 | 72.6886
당진4G | 369 | 380 | 91.879 | 270 | -164 | 0.98258 | 612 | 0 | 525 | 315 | 0 | 0 | 0 | 0 | 0 | 0 | 0 | 0 | 0 | 0 | 0 | 0.000329 | 1.9213 | 115.4375
당진5G | 369 | 380 | 120.396 | 270 | -164 | 0.98919 | 612 | 1 | 500 | 300 | 0 | 0 | 0 | 0 | 0 | 0 | 0 | 0 | 0 | 0 | 0 | 0.000472 | 1.6487 | 166.652
당진6G | 369 | 380 | 27.613 | 270 | -164 | 0.9861 | 612 | 1 | 500 | 300 | 0 | 0 | 0 | 0 | 0 | 0 | 0 | 0 | 0 | 0 | 0 | 0.000515 | 1.5942 | 178.6693
당진7G | 369 | 380 | 24.945 | 270 | -164 | 0.98557 | 612 | 1 | 500 | 300 | 0 | 0 | 0 | 0 | 0 | 0 | 0 | 0 | 0 | 0 | 0 | 0.000686 | 1.4854 | 192.9003
당진8G | 369 | 380 | 155.015 | 270 | -164 | 0.97862 | 612 | 0 | 500 | 300 | 0 | 0 | 0 | 0 | 0 | 0 | 0 | 0 | 0 | 0 | 0 | 0.000917 | 1.2546 | 247.8354
당진9G | 369 | 775 | 237.372 | 525 | -360 | 0.9884 | 1205 | 1 | 1084.5 | 640 | 0 | 0 | 0 | 0 | 0 | 0 | 0 | 0 | 0 | 0 | 0 | 0.000532 | 1.0874 | 501.7192
당진10G | 369 | 775 | 272.964 | 525 | -360 | 0.99363 | 1205 | 1 | 1084.5 | 640 | 0 | 0 | 0 | 0 | 0 | 0 | 0 | 0 | 0 | 0 | 0 | 0.000443 | 1.2343 | 440.4085
무주1P | 634 | 300 | 145 | 145 | -100 | 1 | 343 | 0 | 300 | -300 | 0 | 0 | 0 | 0 | 0 | 0 | 0 | 0 | 0 | 0 | 0 | 0.000221 | 0.071029 | 18.748
무주2P | 634 | 300 | 145 | 145 | -100 | 1.0415 | 343 | 0 | 300 | -300 | 0 | 0 | 0 | 0 | 0 | 0 | 0 | 0 | 0 | 0 | 0 | 0.000221 | 0.071029 | 18.748
세종GT1 | 369 | 164.667 | -47.466 | 100 | -70 | 0.99114 | 230 | 1 | 191.5 | 99 | 0 | 0 | 0 | 0 | 0 | 0 | 0 | 0 | 0 | 0 | 0 | 0.001101 | 1.571 | 248.3001
세종GT2 | 369 | 164.667 | 26.273 | 100 | -70 | 0.99841 | 230 | 1 | 191.5 | 99 | 0 | 0 | 0 | 0 | 0 | 0 | 0 | 0 | 0 | 0 | 0 | 0.001101 | 1.571 | 248.3001
세종ST1 | 369 | 164.667 | 31.273 | 100 | -70 | 0.99084 | 230 | 1 | 191 | 108 | 0 | 0 | 0 | 0 | 0 | 0 | 0 | 0 | 0 | 0 | 0 | 2.3e-05 | 1.6449 | 42.5314
칠보1G | 634 | 12 | 1.232 | 7 | -6 | 0.98 | 16 | 0 | 12 | 4 | 0 | 0 | 0 | 0 | 0 | 0 | 0 | 0 | 0 | 0 | 0 | 0.001517 | 0.86172 | 0.13924
칠보2G | 634 | 14 | 7 | 7 | -6 | 1 | 16.7 | 0 | 12 | 4 | 0 | 0 | 0 | 0 | 0 | 0 | 0 | 0 | 0 | 0 | 0 | 0.001517 | 0.86172 | 0.13924
칠보3G | 634 | 6 | -2 | 3 | -2 | 1.0309 | 6.7 | 0 | 6 | 4 | 0 | 0 | 0 | 0 | 0 | 0 | 0 | 0 | 0 | 0 | 0 | 0.001517 | 0.86172 | 0.13924
군산GT1 | 634 | 160 | 4.216 | 126 | -65 | 1.0059 | 325 | 1 | 247 | 151 | 0 | 0 | 0 | 0 | 0 | 0 | 0 | 0 | 0 | 0 | 0 | 0.000416 | 1.6371 | 311.9866
군산GT2 | 634 | 160 | 9.882 | 126 | -65 | 1.0072 | 325 | 1 | 247 | 151 | 0 | 0 | 0 | 0 | 0 | 0 | 0 | 0 | 0 | 0 | 0 | 0.000416 | 1.6371 | 311.9866
군산ST1 | 634 | 160 | 13.42 | 126 | -65 | 1.0104 | 325 | 1 | 252 | 154 | 0 | 0 | 0 | 0 | 0 | 0 | 0 | 0 | 0 | 0 | 0 | 0.00012 | 1.482 | 85.5154
한화에너지#1 | 634 | 118.8 | 15.437 | 79.4 | -51.4 | 1 | 147.06 | 0 | 125 | 0 | 0 | 0 | 0 | 0 | 0 | 0 | 0 | 0 | 0 | 0 | 0 | 0.000171 | 2.8784 | 27.1448
한화에너지#2 | 634 | 94.5 | -16.384 | 61.6 | -30 | 1 | 117 | 0 | 99 | 29.7 | 0 | 0 | 0 | 0 | 0 | 0 | 0 | 0 | 0 | 0 | 0 | 0.000171 | 2.8784 | 27.1448
대산GT1 | 369 | 74.9 | 23.643 | 55 | -44 | 1 | 122.4 | 0 | 78.8 | 59 | 0 | 0 | 0 | 0 | 0 | 0 | 0 | 0 | 0 | 0 | 0 | 0.000171 | 2.8784 | 27.1448
대산GT2 | 369 | 74.9 | 23.604 | 55 | -44 | 1 | 122.4 | 0 | 78.8 | 59 | 0 | 0 | 0 | 0 | 0 | 0 | 0 | 0 | 0 | 0 | 0 | 0.004395 | 1.7167 | 82.2224
대산GT3 | 369 | 74.9 | 23.696 | 55 | -44 | 1 | 122.4 | 0 | 78.8 | 59 | 0 | 0 | 0 | 0 | 0 | 0 | 0 | 0 | 0 | 0 | 0 | 0.000171 | 2.8784 | 27.1448
대산GT4 | 369 | 74.9 | 23.696 | 55 | -44 | 1 | 122.4 | 0 | 78.8 | 58 | 0 | 0 | 0 | 0 | 0 | 0 | 0 | 0 | 0 | 0 | 0 | 0.004395 | 1.7167 | 82.2224
대산ST | 369 | 86.4 | 24.764 | 55 | -44 | 1 | 135.56 | 0 | 91 | 55 | 0 | 0 | 0 | 0 | 0 | 0 | 0 | 0 | 0 | 0 | 0 | 1e-06 | 2.1631 | 34.2431
GS당진GT1 | 369 | 106.667 | 27.79 | 90 | -90 | 0.99761 | 205 | 1 | 185 | 103 | 0 | 0 | 0 | 0 | 0 | 0 | 0 | 0 | 0 | 0 | 0 | 0.000217 | 2.3019 | 44.6026
GS당진GT2 | 369 | 106.667 | 32.473 | 90 | -90 | 1.0004 | 205 | 1 | 185 | 103 | 0 | 0 | 0 | 0 | 0 | 0 | 0 | 0 | 0 | 0 | 0 | 0.000217 | 2.3019 | 44.6026
GS당진ST1 | 369 | 106.667 | 24.776 | 90 | -90 | 0.99639 | 207 | 1 | 165 | 100 | 0 | 0 | 0 | 0 | 0 | 0 | 0 | 0 | 0 | 0 | 0 | 4.2e-05 | 1.6149 | 25.9676
GS당진GT3 | 369 | 175.8 | 20.322 | 85 | -60.88 | 1 | 195 | 0 | 185 | 54 | 0 | 0 | 0 | 0 | 0 | 0 | 0 | 0 | 0 | 0 | 0 | 7e-06 | 2.5569 | 26.3719
GS당진GT4 | 369 | 175.8 | 54.124 | 85 | -60.88 | 1 | 195 | 0 | 185 | 54 | 0 | 0 | 0 | 0 | 0 | 0 | 0 | 0 | 0 | 0 | 0 | 7e-06 | 2.5569 | 26.3719
GS당진ST2 | 369 | 174.8 | 41.181 | 89.36 | -64.01 | 1 | 205 | 0 | 184 | 49 | 0 | 0 | 0 | 0 | 0 | 0 | 0 | 0 | 0 | 0 | 0 | 3e-06 | 1.5777 | 47.0834
GS당진GT5 | 369 | 397.1 | 112.027 | 200 | -135 | 1 | 457 | 0 | 418 | 248 | 0 | 0 | 0 | 0 | 0 | 0 | 0 | 0 | 0 | 0 | 0 | 0.000293 | 1.199 | 116.7705
GS당진GT6 | 369 | 295 | 40.102 | 135.6 | -97.1 | 1.0148 | 311 | 1 | 295 | 103 | 0 | 0 | 0 | 0 | 0 | 0 | 0 | 0 | 0 | 0 | 0 | 0.001052 | 1.55 | 172.6658
GS당진GT7 | 369 | 295 | -34.219 | 135.6 | -97.1 | 1 | 311 | 1 | 295 | 103 | 0 | 0 | 0 | 0 | 0 | 0 | 0 | 0 | 0 | 0 | 0 | 0.001052 | 1.55 | 172.6658
GS당진ST4 | 369 | 295 | -39.612 | 145.2 | -104 | 1 | 333 | 1 | 299.7 | 70 | 0 | 0 | 0 | 0 | 0 | 0 | 0 | 0 | 0 | 0 | 0 | 2e-06 | 1.4843 | 81.5373
한빛1G | 656 | 1036 | 77.149 | 560 | -401 | 0.97117 | 1284 | 1 | 1036 | 626 | 0 | 0 | 0 | 0 | 0 | 0 | 0 | 0 | 0 | 0 | 0 | 0.000144 | 2.0294 | 275.7832
한빛2G | 656 | 1032 | 107.473 | 560 | -401 | 0.97562 | 1284 | 1 | 1032 | 622 | 0 | 0 | 0 | 0 | 0 | 0 | 0 | 0 | 0 | 0 | 0 | 0.000148 | 2.053 | 275.7832
한빛3G | 656 | 1051 | 355.494 | 500 | -320 | 1 | 1213 | 0 | 1051 | 631 | 0 | 0 | 0 | 0 | 0 | 0 | 0 | 0 | 0 | 0 | 0 | 0.000251 | 2.0563 | 96.8778
한빛4G | 656 | 1027 | 353.091 | 500 | -320 | 1 | 1213 | 0 | 1027 | 622 | 0 | 0 | 0 | 0 | 0 | 0 | 0 | 0 | 0 | 0 | 0 | 0.000255 | 2.0729 | 96.8778
한빛5G | 656 | 1057 | 189.314 | 500 | -320 | 0.99404 | 1219.6 | 1 | 1057 | 636 | 0 | 0 | 0 | 0 | 0 | 0 | 0 | 0 | 0 | 0 | 0 | 0.000525 | 1.2132 | 668.2478
한빛6G | 656 | 1058 | 133.416 | 520 | -370 | 0.98649 | 1219.6 | 1 | 1058 | 634 | 0 | 0 | 0 | 0 | 0 | 0 | 0 | 0 | 0 | 0 | 0 | 0.000525 | 1.2132 | 668.2478
여수2G | 656 | 250 | 52.893 | 171 | -125 | 0.99775 | 374 | 1 | 329 | 175 | 0 | 0 | 0 | 0 | 0 | 0 | 0 | 0 | 0 | 0 | 0 | 0.001096 | 1.7807 | 144.6535
여수1G | 656 | 258 | 36.448 | 179.761 | -121.994 | 1.0017 | 378 | 1 | 340 | 106.373 | 0 | 0 | 0 | 0 | 0 | 0 | 0 | 0 | 0 | 0 | 0 | 0.000974 | 1.8488 | 151.2883
호남1G | 656 | 190 | 45.076 | 157 | -80 | 1 | 353 | 0 | 260 | 141 | 0 | 0 | 0 | 0 | 0 | 0 | 0 | 0 | 0 | 0 | 0 | 0.000912 | 2.1736 | 70.5253
호남2G | 656 | 190 | 31.613 | 157 | -80 | 0.98127 | 353 | 1 | 246 | 138 | 0 | 0 | 0 | 0 | 0 | 0 | 0 | 0 | 0 | 0 | 0 | 0.000473 | 2.2872 | 63.1132
수완E_GT1 | 656 | 19.333 | 0.069 | 23.2 | -16.2 | 0.98866 | 54 | 1 | 44.5 | 26 | 0 | 0 | 0 | 0 | 0 | 0 | 0 | 0 | 0 | 0 | 0 | 0.000418 | 2.4173 | 16.9317
수완E_GT2 | 656 | 19.333 | 7.061 | 23.2 | -16.2 | 0.99054 | 54 | 1 | 44.5 | 26 | 0 | 0 | 0 | 0 | 0 | 0 | 0 | 0 | 0 | 0 | 0 | 0.000418 | 2.4173 | 16.9317
수완E_ST1 | 656 | 19.333 | 7.772 | 19 | -14 | 0.9929 | 44.444 | 1 | 34 | 21 | 0 | 0 | 0 | 0 | 0 | 0 | 0 | 0 | 0 | 0 | 0 | 4.3e-05 | 1.8589 | 12.4588
하동1G | 864 | 380 | 112.833 | 270 | -164 | 1.0035 | 612 | 0 | 500 | 315 | 0 | 0 | 0 | 0 | 0 | 0 | 0 | 0 | 0 | 0 | 0 | 0.000392 | 1.8332 | 128.126
하동2G | 864 | 500 | 103.316 | 270 | -164 | 1.0035 | 612 | 1 | 500 | 315 | 0 | 0 | 0 | 0 | 0 | 0 | 0 | 0 | 0 | 0 | 0 | 0.000452 | 1.7867 | 135.7551
하동3G | 864 | 500 | 122.054 | 270 | -164 | 1.008 | 612 | 1 | 500 | 315 | 0 | 0 | 0 | 0 | 0 | 0 | 0 | 0 | 0 | 0 | 0 | 0.000419 | 1.8121 | 129.7209
하동4G | 864 | 380 | 105.163 | 270 | -164 | 1.007 | 612 | 1 | 500 | 315 | 0 | 0 | 0 | 0 | 0 | 0 | 0 | 0 | 0 | 0 | 0 | 0.000534 | 1.7091 | 154.0871
하동5G | 864 | 380 | 155.105 | 270 | -164 | 1.0026 | 612 | 0 | 500 | 315 | 0 | 0 | 0 | 0 | 0 | 0 | 0 | 0 | 0 | 0 | 0 | 0.000389 | 1.8233 | 127.9303
하동6G | 864 | 380 | 81.637 | 270 | -164 | 0.99732 | 612 | 1 | 500 | 315 | 0 | 0 | 0 | 0 | 0 | 0 | 0 | 0 | 0 | 0 | 0 | 0.000476 | 1.7562 | 143.0733
하동7G | 864 | 380 | 108.041 | 270 | -164 | 0.99143 | 612 | 0 | 500 | 311 | 0 | 0 | 0 | 0 | 0 | 0 | 0 | 0 | 0 | 0 | 0 | 0.000344 | 1.7047 | 147.6417
하동8G | 864 | 380 | 122.726 | 270 | -164 | 1.0079 | 612 | 1 | 500 | 311 | 0 | 0 | 0 | 0 | 0 | 0 | 0 | 0 | 0 | 0 | 0 | 0.000313 | 1.7189 | 148.6066
용담1G | 634 | 5 | -0.801 | 5 | -3 | 0.98 | 12.3 | 1 | 11 | 7 | 0 | 0 | 0 | 0 | 0 | 0 | 0 | 0 | 0 | 0 | 0 | 7.7e-05 | 0.32718 | 1.2361
용담2G | 634 | 5 | 5 | 5 | -3 | 1.0336 | 12.3 | 1 | 11 | 7 | 0 | 0 | 0 | 0 | 0 | 0 | 0 | 0 | 0 | 0 | 0 | 7.7e-05 | 0.32718 | 1.2361
주암1G | 656 | 4.5 | 2.724 | 5 | -3 | 0.99811 | 12.5 | 1 | 11 | 7 | 0 | 0 | 0 | 0 | 0 | 0 | 0 | 0 | 0 | 0 | 0 | 0.001517 | 0.86172 | 0.13924
주암2G | 656 | 4.5 | 1.993 | 5 | -3 | 1 | 12.5 | 1 | 12 | 7 | 0 | 0 | 0 | 0 | 0 | 0 | 0 | 0 | 0 | 0 | 0 | 0.001517 | 0.86172 | 0.13924
율촌GT1 | 656 | 60 | 6.895 | 123 | -73 | 0.99347 | 233 | 1 | 185 | 104 | 0 | 0 | 0 | 0 | 0 | 0 | 0 | 0 | 0 | 0 | 0 | 0.000217 | 2.3019 | 44.6026
율촌GT2 | 656 | 60 | 16.361 | 123 | -73 | 0.9985 | 277 | 0 | 185 | 104 | 0 | 0 | 0 | 0 | 0 | 0 | 0 | 0 | 0 | 0 | 0 | 0.000217 | 2.3019 | 44.6026
율촌ST1 | 656 | 60 | 25.75 | 146 | -86 | 1.0028 | 233 | 1 | 195 | 109 | 0 | 0 | 0 | 0 | 0 | 0 | 0 | 0 | 0 | 0 | 0 | 3e-06 | 1.5777 | 47.0834
율촌GT3 | 656 | 310 | 35.578 | 180 | -120 | 0.9955 | 410 | 1 | 313.5 | 172 | 0 | 0 | 0 | 0 | 0 | 0 | 0 | 0 | 0 | 0 | 0 | 0.000619 | 1.208 | 459.079
율촌GT4 | 656 | 310 | 82.072 | 180 | -120 | 1.0073 | 410 | 1 | 313.5 | 172 | 0 | 0 | 0 | 0 | 0 | 0 | 0 | 0 | 0 | 0 | 0 | 0.000619 | 1.208 | 459.079
율촌ST2 | 656 | 294 | 99.906 | 160 | -108 | 1.0138 | 363 | 1 | 294 | 187 | 0 | 0 | 0 | 0 | 0 | 0 | 0 | 0 | 0 | 0 | 0 | 4e-06 | 1.5175 | 89.45
월성2G | 518 | 635 | 149.896 | 379 | -80 | 0.99179 | 828 | 1 | 689 | 416 | 0 | 0 | 0 | 0 | 0 | 0 | 0 | 0 | 0 | 0 | 0 | 0.000173 | 2.0249 | 263.1836
월성3G | 518 | 704 | 244.858 | 379 | -80 | 0.97969 | 828 | 0 | 704 | 425 | 0 | 0 | 0 | 0 | 0 | 0 | 0 | 0 | 0 | 0 | 0 | 0.000173 | 2.0249 | 263.1836
월성4G | 518 | 638 | 124.713 | 379 | -80 | 0.98858 | 828 | 1 | 707 | 431 | 0 | 0 | 0 | 0 | 0 | 0 | 0 | 0 | 0 | 0 | 0 | 0.000173 | 2.0249 | 263.1836
신월성1G | 518 | 1050 | 119.336 | 484 | -480 | 0.97893 | 1219.6 | 1 | 1050 | 632 | 0 | 0 | 0 | 0 | 0 | 0 | 0 | 0 | 0 | 0 | 0 | 0.000251 | 2.0563 | 96.8778
신월성2G | 518 | 1055 | 137.151 | 484 | -328 | 0.98136 | 1219.6 | 1 | 1055 | 632 | 0 | 0 | 0 | 0 | 0 | 0 | 0 | 0 | 0 | 0 | 0 | 0.000525 | 1.2132 | 668.2478
광양GT1 | 656 | 180.667 | 22.677 | 100.14 | -71.74 | 0.9911 | 229.74 | 1 | 180.667 | 100 | 0 | 0 | 0 | 0 | 0 | 0 | 0 | 0 | 0 | 0 | 0 | 3e-06 | 2.4614 | 67.7611
광양GT2 | 656 | 180.667 | 15.579 | 100.14 | -71.74 | 0.98514 | 229.74 | 1 | 180.667 | 100 | 0 | 0 | 0 | 0 | 0 | 0 | 0 | 0 | 0 | 0 | 0 | 3e-06 | 2.4614 | 67.7611
광양ST1 | 656 | 180.667 | 37.438 | 100.25 | -71.82 | 1.0016 | 230 | 1 | 183 | 110 | 0 | 0 | 0 | 0 | 0 | 0 | 0 | 0 | 0 | 0 | 0 | 2.3e-05 | 1.6107 | 35.6831
광양GT3 | 656 | 180.667 | 22.472 | 100.14 | -71.74 | 0.99089 | 229.74 | 1 | 180.667 | 100 | 0 | 0 | 0 | 0 | 0 | 0 | 0 | 0 | 0 | 0 | 0 | 3e-06 | 2.4614 | 67.7611
광양GT4 | 656 | 180.667 | 17.109 | 100.14 | -71.74 | 0.98647 | 229.74 | 1 | 180.667 | 100 | 0 | 0 | 0 | 0 | 0 | 0 | 0 | 0 | 0 | 0 | 0 | 3e-06 | 2.4614 | 67.7611
광양ST2 | 656 | 180.667 | 30.249 | 100.25 | -71.82 | 0.99639 | 230 | 1 | 183 | 110 | 0 | 0 | 0 | 0 | 0 | 0 | 0 | 0 | 0 | 0 | 0 | 7.7e-05 | 1.5512 | 40.3804
청송1P | 518 | 100 | 123 | 123 | -150 | 1.0133 | 333 | 0 | 300 | -300 | 0 | 0 | 0 | 0 | 0 | 0 | 0 | 0 | 0 | 0 | 0 | 0.000311 | 0.039483 | 87.1596
청송2P | 518 | 100 | 123 | 123 | -150 | 1.0309 | 333 | 0 | 300 | -300 | 0 | 0 | 0 | 0 | 0 | 0 | 0 | 0 | 0 | 0 | 0 | 0.000311 | 0.039483 | 87.1596
안동CC | 518 | 404 | 70.526 | 195 | -140 | 0.991 | 453 | 1 | 404 | 252 | 0 | 0 | 0 | 0 | 0 | 0 | 0 | 0 | 0 | 0 | 0 | 0.000487 | 1.0952 | 129.0816
신고리1G | 873 | 1045 | 165.443 | 531.6 | -425.3 | 0.97925 | 1219.6 | 1 | 1045 | 631 | 0 | 0 | 0 | 0 | 0 | 0 | 0 | 0 | 0 | 0 | 0 | 0.000532 | 1.21 | 664.9195
신고리2G | 873 | 1051 | 102.433 | 531.6 | -425.3 | 0.97 | 1219.6 | 1 | 1051 | 630 | 0 | 0 | 0 | 0 | 0 | 0 | 0 | 0 | 0 | 0 | 0 | 0.000105 | 2.0435 | 267.8154
신고리3G | 873 | 1495 | 539.328 | 700 | -500 | 1.0201 | 1690 | 0 | 1521 | 913 | 0 | 0 | 0 | 0 | 0 | 0 | 0 | 0 | 0 | 0 | 0 | 0.000114 | 1.9499 | 537.8617
신고리4G | 873 | 1496 | 350.239 | 736.6 | -527.7 | 1 | 1690 | 1 | 1496 | 1000 | 0 | 0 | 0 | 0 | 0 | 0 | 0 | 0 | 0 | 0 | 0 | 0.000114 | 1.9499 | 537.8617
고리2G | 873 | 683 | 197.922 | 360 | -200 | 1 | 840 | 0 | 683 | 409 | 0 | 0 | 0 | 0 | 0 | 0 | 0 | 0 | 0 | 0 | 0 | 0.000173 | 2.0249 | 263.1836
고리3G | 873 | 1043 | 248.973 | 540 | -300 | 0.99283 | 1222.2 | 1 | 1044 | 628 | 0 | 0 | 0 | 0 | 0 | 0 | 0 | 0 | 0 | 0 | 0 | 1.7e-05 | 2.3505 | 119.2007
고리4G | 873 | 1043 | 299.207 | 540 | -300 | 1.0007 | 1222.2 | 1 | 1044 | 626 | 0 | 0 | 0 | 0 | 0 | 0 | 0 | 0 | 0 | 0 | 0 | 1.7e-05 | 2.3457 | 119.2007
울산ST1 | 873 | 88.4 | 29.945 | 50 | -45 | 1 | 123 | 0 | 93 | 58 | 0 | 0 | 0 | 0 | 0 | 0 | 0 | 0 | 0 | 0 | 0 | 0.000504 | 1.8045 | 32.0485
울산GT1 | 873 | 91.2 | 24.509 | 55 | -44 | 1 | 137 | 0 | 96 | 58 | 0 | 0 | 0 | 0 | 0 | 0 | 0 | 0 | 0 | 0 | 0 | 0.000833 | 2.6705 | 33.0236
울산GT2 | 873 | 91.2 | 24.543 | 55 | -44 | 1 | 137 | 0 | 96 | 58 | 0 | 0 | 0 | 0 | 0 | 0 | 0 | 0 | 0 | 0 | 0 | 0.000833 | 2.6705 | 33.0236
울산4G | 873 | 364 | 27.723 | 223 | -131 | 1 | 473.16 | 0 | 406 | 244 | 0 | 0 | 0 | 0 | 0 | 0 | 0 | 0 | 0 | 0 | 0 | 0.001186 | 1.3326 | 218.8491
울산5G | 873 | 364 | 179.651 | 223 | -131 | 1 | 473.16 | 0 | 406 | 244 | 0 | 0 | 0 | 0 | 0 | 0 | 0 | 0 | 0 | 0 | 0 | 0.001414 | 1.2081 | 234.923
울산6G | 873 | 343 | 176.199 | 223 | -131 | 1 | 473.16 | 0 | 406 | 244 | 0 | 0 | 0 | 0 | 0 | 0 | 0 | 0 | 0 | 0 | 0 | 0.001595 | 1.105 | 248.1349
울산GT3 | 873 | 82.667 | 1.615 | 105 | -65 | 0.97242 | 219 | 1 | 155 | 92 | 0 | 0 | 0 | 0 | 0 | 0 | 0 | 0 | 0 | 0 | 0 | 0.000421 | 2.4908 | 51.5641
울산GT4 | 873 | 82.667 | 9.865 | 105 | -65 | 0.97753 | 219 | 1 | 155 | 92 | 0 | 0 | 0 | 0 | 0 | 0 | 0 | 0 | 0 | 0 | 0 | 0.000421 | 2.4908 | 51.5641
울산GT5 | 873 | 82.667 | 43.9 | 105 | -65 | 1 | 219 | 1 | 155 | 92 | 0 | 0 | 0 | 0 | 0 | 0 | 0 | 0 | 0 | 0 | 0 | 0.000159 | 2.6167 | 25.6647
울산GT6 | 873 | 82.667 | 43.46 | 105 | -65 | 1 | 219 | 1 | 155 | 92 | 0 | 0 | 0 | 0 | 0 | 0 | 0 | 0 | 0 | 0 | 0 | 0.000159 | 2.6167 | 25.6647
울산ST2 | 873 | 82.667 | -2.325 | 105 | -65 | 0.97 | 219 | 1 | 175 | 103 | 0 | 0 | 0 | 0 | 0 | 0 | 0 | 0 | 0 | 0 | 0 | 0.000279 | 1.4987 | 75.6768
울산ST3 | 873 | 82.667 | 45.305 | 105 | -65 | 1 | 219 | 1 | 176 | 106 | 0 | 0 | 0 | 0 | 0 | 0 | 0 | 0 | 0 | 0 | 0 | 0.000159 | 1.5949 | 55.2282
울산GT7 | 873 | 306.333 | 69.02 | 178 | -110 | 0.9901 | 408 | 1 | 319 | 172 | 0 | 0 | 0 | 0 | 0 | 0 | 0 | 0 | 0 | 0 | 0 | 0.000629 | 1.2143 | 479.9405
울산GT8 | 873 | 306.333 | 75.428 | 178 | -110 | 0.99242 | 408 | 1 | 319 | 172 | 0 | 0 | 0 | 0 | 0 | 0 | 0 | 0 | 0 | 0 | 0 | 0.000629 | 1.2143 | 479.9405
울산ST4 | 873 | 306.333 | 47.326 | 159 | -108 | 0.98388 | 363 | 1 | 307 | 196 | 0 | 0 | 0 | 0 | 0 | 0 | 0 | 0 | 0 | 0 | 0 | 6e-05 | 1.4353 | 121.1601
삼랑진1P | 873 | 300 | -90.225 | 174 | -187 | 1 | 300 | 0 | 300 | -300 | 0 | 0 | 0 | 0 | 0 | 0 | 0 | 0 | 0 | 0 | 0 | 0.000291 | 0.1519 | 25.7577
삼랑진2P | 873 | 300 | 6.291 | 174 | -187 | 1.033 | 300 | 0 | 300 | -300 | 0 | 0 | 0 | 0 | 0 | 0 | 0 | 0 | 0 | 0 | 0 | 0.000291 | 0.1519 | 25.7577
부산GT1 | 873 | 173 | 54.566 | 75 | -50 | 0.99866 | 229.74 | 1 | 173 | 97 | 0 | 0 | 0 | 0 | 0 | 0 | 0 | 0 | 0 | 0 | 0 | 0.000266 | 2.284 | 82.8933
부산GT2 | 873 | 173 | 49.7 | 75 | -50 | 0.99516 | 229.74 | 1 | 173 | 97 | 0 | 0 | 0 | 0 | 0 | 0 | 0 | 0 | 0 | 0 | 0 | 0.000266 | 2.284 | 82.8933
부산GT3 | 873 | 175 | 46.369 | 75 | -50 | 0.99377 | 229.74 | 1 | 175 | 107 | 0 | 0 | 0 | 0 | 0 | 0 | 0 | 0 | 0 | 0 | 0 | 0.000266 | 2.284 | 82.8933
부산GT4 | 873 | 175 | 38.141 | 75 | -50 | 0.98769 | 229.74 | 1 | 175 | 107 | 0 | 0 | 0 | 0 | 0 | 0 | 0 | 0 | 0 | 0 | 0 | 0.000266 | 2.284 | 82.8933
부산GT5 | 873 | 172.667 | 60.625 | 75 | -50 | 1.0021 | 229.74 | 1 | 173.5 | 101 | 0 | 0 | 0 | 0 | 0 | 0 | 0 | 0 | 0 | 0 | 0 | 0.000266 | 2.284 | 82.8933
부산GT6 | 873 | 172.667 | 63.12 | 75 | -50 | 1.0038 | 229.74 | 1 | 173.5 | 101 | 0 | 0 | 0 | 0 | 0 | 0 | 0 | 0 | 0 | 0 | 0 | 0.000266 | 2.284 | 82.8933
부산GT7 | 873 | 159 | 45.651 | 75 | -50 | 0.99295 | 229.74 | 0 | 172 | 104 | 0 | 0 | 0 | 0 | 0 | 0 | 0 | 0 | 0 | 0 | 0 | 0.000266 | 2.284 | 82.8933
부산GT8 | 873 | 159 | 58.618 | 75 | -50 | 1.0023 | 229.74 | 0 | 172 | 104 | 0 | 0 | 0 | 0 | 0 | 0 | 0 | 0 | 0 | 0 | 0 | 0.000266 | 2.284 | 82.8933
부산ST1 | 873 | 173 | 34.578 | 75 | -50 | 0.99791 | 229.74 | 1 | 200 | 107 | 0 | 0 | 0 | 0 | 0 | 0 | 0 | 0 | 0 | 0 | 0 | 4.4e-05 | 1.6089 | 37.3264
부산ST2 | 873 | 175 | 40.035 | 75 | -50 | 1.0011 | 229.74 | 1 | 185 | 107 | 0 | 0 | 0 | 0 | 0 | 0 | 0 | 0 | 0 | 0 | 0 | 2.1e-05 | 1.6253 | 34.2971
부산ST3 | 873 | 172.667 | 46.114 | 75 | -50 | 1.005 | 229.74 | 1 | 186 | 108 | 0 | 0 | 0 | 0 | 0 | 0 | 0 | 0 | 0 | 0 | 0 | 3.5e-05 | 1.6173 | 39.029
부산ST4 | 873 | 159 | 9.764 | 75 | -50 | 0.98456 | 229.74 | 0 | 183 | 109 | 0 | 0 | 0 | 0 | 0 | 0 | 0 | 0 | 0 | 0 | 0 | 4.6e-05 | 1.6012 | 36.8797
영남CC | 873 | 453 | 85.01 | 250 | -200 | 0.98617 | 576 | 1 | 518.4 | 259.2 | 0 | 0 | 0 | 0 | 0 | 0 | 0 | 0 | 0 | 0 | 0 | 0.001047 | 0.56259 | 236.0838
삼천포1G | 864 | 552.331 | 144.007 | 300 | -180 | 0.99978 | 660 | 1 | 560 | 342 | 0 | 0 | 0 | 0 | 0 | 0 | 0 | 0 | 0 | 0 | 0 | 0.000162 | 2.1053 | 103.8223
삼천포2G | 864 | 426 | 129.358 | 300 | -180 | 0.99924 | 660 | 1 | 560 | 338 | 0 | 0 | 0 | 0 | 0 | 0 | 0 | 0 | 0 | 0 | 0 | 0.000323 | 1.921 | 147.0336
삼천포3G | 864 | 426 | 138.66 | 300 | -180 | 1.0008 | 660 | 1 | 560 | 340 | 0 | 0 | 0 | 0 | 0 | 0 | 0 | 0 | 0 | 0 | 0 | 0.000136 | 2.1101 | 97.7818
삼천포4G | 864 | 426 | 134.705 | 300 | -180 | 1.0001 | 660 | 1 | 560 | 340 | 0 | 0 | 0 | 0 | 0 | 0 | 0 | 0 | 0 | 0 | 0 | 0.000214 | 2.0536 | 102.5473
삼천포5G | 864 | 380 | 104.146 | 270 | -164 | 0.99151 | 612 | 0 | 500 | 310 | 0 | 0 | 0 | 0 | 0 | 0 | 0 | 0 | 0 | 0 | 0 | 0.000141 | 2.0019 | 104.5268
삼천포6G | 864 | 380 | 115.715 | 270 | -164 | 0.99403 | 612 | 0 | 500 | 294 | 0 | 0 | 0 | 0 | 0 | 0 | 0 | 0 | 0 | 0 | 0 | 0.000201 | 1.9637 | 106.2962
합천1G | 864 | 29 | 0.258 | 20 | -17 | 0.97462 | 55 | 0 | 50 | 30 | 0 | 0 | 0 | 0 | 0 | 0 | 0 | 0 | 0 | 0 | 0 | 0.003653 | 0.80215 | 7.819
합천2G | 864 | 29 | 14.485 | 20 | -17 | 0.98827 | 55 | 0 | 50 | 30 | 0 | 0 | 0 | 0 | 0 | 0 | 0 | 0 | 0 | 0 | 0 | 0.003653 | 0.80215 | 7.819
산청1P | 864 | 350 | 192.72 | 192.72 | -210 | 1.0352 | 438 | 0 | 350 | -350 | 0 | 0 | 0 | 0 | 0 | 0 | 0 | 0 | 0 | 0 | 0 | 0.000333 | 0.099799 | 27.2842
산청2P | 864 | 350 | 111.689 | 192.72 | -210 | 1.0382 | 438 | 0 | 350 | -350 | 0 | 0 | 0 | 0 | 0 | 0 | 0 | 0 | 0 | 0 | 0 | 0.000333 | 0.099799 | 27.2842
광양TP#1 | 656 | 95 | 20 | 62 | 3 | 1 | 100 | 0 | 100 | 60 | 0 | 0 | 0 | 0 | 0 | 0 | 0 | 0 | 0 | 0 | 0 | 0.000631 | 1.0042 | 155.5037
광양TP#2 | 656 | 95 | 20 | 62 | 3 | 1 | 100 | 0 | 100 | 60 | 0 | 0 | 0 | 0 | 0 | 0 | 0 | 0 | 0 | 0 | 0 | 0.000631 | 1.0042 | 155.5037
광양TP#3 | 656 | 95 | 20 | 62 | 3 | 1 | 100 | 0 | 100 | 60 | 0 | 0 | 0 | 0 | 0 | 0 | 0 | 0 | 0 | 0 | 0 | 0.000631 | 1.0042 | 155.5037
광양TP#4 | 656 | 95 | 20 | 62 | 3 | 1 | 100 | 0 | 100 | 60 | 0 | 0 | 0 | 0 | 0 | 0 | 0 | 0 | 0 | 0 | 0 | 0.000631 | 1.0042 | 155.5037
광양TP#5 | 656 | 95 | 20 | 62 | 3 | 1 | 100 | 0 | 100 | 60 | 0 | 0 | 0 | 0 | 0 | 0 | 0 | 0 | 0 | 0 | 0 | 0.000631 | 1.0042 | 155.5037
광양TP#6 | 656 | 95 | 20 | 62 | 3 | 1 | 100 | 0 | 100 | 60 | 0 | 0 | 0 | 0 | 0 | 0 | 0 | 0 | 0 | 0 | 0 | 0.000631 | 1.0042 | 155.5037
광양TP#7 | 656 | 95 | 20 | 62 | 3 | 1 | 100 | 0 | 100 | 60 | 0 | 0 | 0 | 0 | 0 | 0 | 0 | 0 | 0 | 0 | 0 | 0.000631 | 1.0042 | 155.5037
광양TP#8 | 656 | 95 | 20 | 62 | 3 | 1 | 100 | 0 | 100 | 60 | 0 | 0 | 0 | 0 | 0 | 0 | 0 | 0 | 0 | 0 | 0 | 0.000631 | 1.0042 | 155.5037
광양GT#1 | 656 | 210 | 40 | 125 | 15 | 1 | 100 | 0 | 210 | 126 | 0 | 0 | 0 | 0 | 0 | 0 | 0 | 0 | 0 | 0 | 0 | 3e-06 | 2.4614 | 67.7611
광양GT#2 | 656 | 210 | 15 | 125 | 15 | 1 | 100 | 0 | 210 | 126 | 0 | 0 | 0 | 0 | 0 | 0 | 0 | 0 | 0 | 0 | 0 | 3e-06 | 2.4614 | 67.7611
광양ST | 656 | 210 | 40 | 125 | 15 | 1 | 100 | 0 | 210 | 126 | 0 | 0 | 0 | 0 | 0 | 0 | 0 | 0 | 0 | 0 | 0 | 2.3e-05 | 1.6107 | 35.6831
삼송GT1 | 1 | 24 | 3 | 12.4 | -12.4 | 1 | 28.24 | 0 | 25 | 15 | 0 | 0 | 0 | 0 | 0 | 0 | 0 | 0 | 0 | 0 | 0 | 0.001052 | 1.792 | 13.4994
삼송GT2 | 1 | 24 | 3 | 12.4 | -12.4 | 1 | 28.24 | 0 | 25 | 15 | 0 | 0 | 0 | 0 | 0 | 0 | 0 | 0 | 0 | 0 | 0 | 0.001052 | 1.792 | 13.4994
삼송ST1 | 1 | 47 | 5.65 | 23.6 | -23.05 | 1 | 54.89 | 0 | 49 | 29 | 0 | 0 | 0 | 0 | 0 | 0 | 0 | 0 | 0 | 0 | 0 | 0.001373 | 1.3219 | 69.9129
노원열발 | 1 | 30 | 10.717 | 18.97 | -13.59 | 1.0152 | 43.529 | 1 | 30 | 12 | 0 | 0 | 0 | 0 | 0 | 0 | 0 | 0 | 0 | 0 | 0 | 0.002553 | 2.9986 | 3.1143
별내열GT1 | 1 | 48.5 | 5.428 | 32.4 | -14 | 0.99082 | 54 | 1 | 48.5 | 28 | 0 | 0 | 0 | 0 | 0 | 0 | 0 | 0 | 0 | 0 | 0 | 0.000551 | 2.3069 | 23.9444
별내열GT2 | 1 | 48.5 | 8.184 | 32.4 | -14 | 0.99892 | 54 | 1 | 48.5 | 28 | 0 | 0 | 0 | 0 | 0 | 0 | 0 | 0 | 0 | 0 | 0 | 0.000551 | 2.3069 | 23.9444
별내열ST1 | 1 | 25 | 0.225 | 23 | -11 | 0.9854 | 45.882 | 1 | 37 | 22 | 0 | 0 | 0 | 0 | 0 | 0 | 0 | 0 | 0 | 0 | 0 | 0.000983 | 1.6639 | 27.6607
양주열G1 | 1 | 222.1 | 24.257 | 86.5 | -60 | 1.0007 | 225 | 0 | 222.083 | 107 | 0 | 0 | 0 | 0 | 0 | 0 | 0 | 0 | 0 | 0 | 0 | 0.000279 | 1.9898 | 193.1781
양주열G2 | 1 | 222.1 | 28.159 | 86.5 | -60 | 1.0035 | 225 | 0 | 222.083 | 107 | 0 | 0 | 0 | 0 | 0 | 0 | 0 | 0 | 0 | 0 | 0 | 0.000279 | 1.9898 | 193.1781
양주열S1 | 1 | 45.5 | 11.478 | 95 | -65 | 1.0043 | 225 | 0 | 195 | 119 | 0 | 0 | 0 | 0 | 0 | 0 | 0 | 0 | 0 | 0 | 0 | 2.9e-05 | 1.6238 | 51.334
포천그린 | 1 | 161.4 | 32.223 | 105.3 | -62.4 | 1 | 199.9 | 0 | 169.9 | 85 | 0 | 0 | 0 | 0 | 0 | 0 | 0 | 0 | 0 | 0 | 0 | 0.000186 | 1.2628 | 107.0202
하남GT#1 | 1 | 194.5 | 36.542 | 137.31 | -93.18 | 1.0016 | 315 | 1 | 283.5 | 13.5 | 0 | 0 | 0 | 0 | 0 | 0 | 0 | 0 | 0 | 0 | 0 | 0.00157 | 1.3406 | 178.3373
하남ST#1 | 1 | 194.5 | 31.23 | 65.38 | -44.37 | 0.99977 | 150 | 1 | 194.5 | 31 | 0 | 0 | 0 | 0 | 0 | 0 | 0 | 0 | 0 | 0 | 0 | 0.001237 | 0.61616 | 230.5049
위례열병합 | 1 | 422 | 88.036 | 207.48 | -148.63 | 1.0072 | 476 | 1 | 460 | 110 | 0 | 0 | 0 | 0 | 0 | 0 | 0 | 0 | 0 | 0 | 0 | 0.002186 | 1.0482 | 244.8141
인천공항GT1 | 227 | 41.667 | 3.892 | 29.33 | -22 | 0.99726 | 67.29 | 1 | 46 | 28 | 0 | 0 | 0 | 0 | 0 | 0 | 0 | 0 | 0 | 0 | 0 | 0.001758 | 2.8236 | 13.3769
인천공항GT2 | 227 | 41.667 | 3.85 | 29.33 | -22 | 0.99711 | 67.294 | 1 | 46 | 28 | 0 | 0 | 0 | 0 | 0 | 0 | 0 | 0 | 0 | 0 | 0 | 0.001758 | 2.8236 | 13.3769
인천공항ST1 | 227 | 41.667 | 2.433 | 15.98 | -11.45 | 0.99242 | 36.67 | 1 | 41.667 | 17 | 0 | 0 | 0 | 0 | 0 | 0 | 0 | 0 | 0 | 0 | 0 | 0.00024 | 2.1735 | 15.7495
반월열발 | 1 | 61 | 9.827 | 30 | -21.23 | 1 | 68 | 0 | 64 | 38 | 0 | 0 | 0 | 0 | 0 | 0 | 0 | 0 | 0 | 0 | 0 | 0.005854 | 1.866 | 34.1409
안산도시 | 1 | 58.9 | 10.727 | 30.05 | -30.05 | 1 | 69.55 | 0 | 62 | 36 | 0 | 0 | 0 | 0 | 0 | 0 | 0 | 0 | 0 | 0 | 0 | 0.005215 | 2.2742 | 26.2733
논현열병합 | 227 | 22.8 | 3.744 | 15 | -10 | 1 | 28.235 | 0 | 24 | 14 | 0 | 0 | 0 | 0 | 0 | 0 | 0 | 0 | 0 | 0 | 0 | 0.004453 | 2.4118 | 7.4047
수원열병 | 1 | 28.5 | -10.227 | 20 | -20 | 1 | 48 | 0 | 30 | 26 | 0 | 0 | 0 | 0 | 0 | 0 | 0 | 0 | 0 | 0 | 0 | 0.016036 | 1.8298 | 22.7994
동탄2열GT1 | 1 | 302 | 65.09 | 147.9 | -100 | 1.0056 | 345 | 1 | 311.4 | 13.6 | 0 | 0 | 0 | 0 | 0 | 0 | 0 | 0 | 0 | 0 | 0 | 0.001111 | 1.5819 | 169.9947
동탄2열ST1 | 1 | 64 | 27.366 | 70 | -45 | 1.0093 | 160 | 1 | 150.05 | 39.8 | 0 | 0 | 0 | 0 | 0 | 0 | 0 | 0 | 0 | 0 | 0 | 0.000631 | 1.0042 | 155.5037
동탄2열GT2 | 1 | 370 | 95.486 | 147.9 | -100 | 1.0149 | 345 | 1 | 370 | 13.6 | 0 | 0 | 0 | 0 | 0 | 0 | 0 | 0 | 0 | 0 | 0 | 0.001111 | 1.5819 | 169.9947
동탄2열ST2 | 1 | 24 | 23.71 | 70 | -45 | 1.0074 | 160 | 1 | 150.05 | 39.8 | 0 | 0 | 0 | 0 | 0 | 0 | 0 | 0 | 0 | 0 | 0 | 0.000631 | 1.0042 | 155.5037
광교#1GT | 1 | 79 | 18.674 | 54.1 | -50.9 | 1.003 | 144 | 1 | 112 | 60 | 0 | 0 | 0 | 0 | 0 | 0 | 0 | 0 | 0 | 0 | 0 | 0.006546 | 1.0963 | 108.9613
광교#1ST | 1 | 79 | 6.758 | 20.44 | -14.07 | 0.97971 | 46.89 | 1 | 79 | 25 | 0 | 0 | 0 | 0 | 0 | 0 | 0 | 0 | 0 | 0 | 0 | 0.001373 | 1.3219 | 69.9129
명품오산열GT | 1 | 229.5 | 12.515 | 180.9 | -122.8 | 0.97306 | 415 | 1 | 373.5 | 126.7 | 0 | 0 | 0 | 0 | 0 | 0 | 0 | 0 | 0 | 0 | 0 | 0.000489 | 1.5869 | 205.8851
명품오산열ST | 1 | 229.5 | 51.364 | 78.9 | -53.5 | 0.99519 | 181 | 1 | 229.5 | 46.3 | 0 | 0 | 0 | 0 | 0 | 0 | 0 | 0 | 0 | 0 | 0 | 0.000471 | 1.0492 | 167.3224
청주열발 | 353 | 48 | 7.051 | 29.74 | -21.3 | 0.98902 | 68.222 | 1 | 56 | 34 | 0 | 0 | 0 | 0 | 0 | 0 | 0 | 0 | 0 | 0 | 0 | 0.005854 | 1.866 | 34.1409
단양폐열 | 353 | 28 | 18.29 | 18.29 | -9.31 | 1 | 34.47 | 0 | 29.5 | 5.9 | 0 | 0 | 0 | 0 | 0 | 0 | 0 | 0 | 0 | 0 | 0 | 0.002324 | 1.6357 | 71.9261
군장AC | 56 | 17.1 | 4.199 | 7.8 | -5.8 | 1 | 19.4 | 0 | 18 | 5 | 0 | 0 | 0 | 0 | 0 | 0 | 0 | 0 | 0 | 0 | 0 | 0.031277 | 0.020904 | 41.5059
석문1G | 369 | 40.9 | 7.074 | 19.8 | -14.2 | 1 | 45.45 | 0 | 40.9 | 24 | 0 | 0 | 0 | 0 | 0 | 0 | 0 | 0 | 0 | 0 | 0 | 0.000121 | 2.6265 | 10.8441
아산열병GT1 | 369 | 25 | 9.635 | 32.4 | 0 | 0.97 | 100 | 0 | 46 | 23 | 0 | 0 | 0 | 0 | 0 | 0 | 0 | 0 | 0 | 0 | 0 | 0.002324 | 1.6357 | 71.9261
아산열병GT2 | 369 | 43.7 | 12.009 | 32.4 | 0 | 1 | 100 | 0 | 46 | 23 | 0 | 0 | 0 | 0 | 0 | 0 | 0 | 0 | 0 | 0 | 0 | 0.002324 | 1.6357 | 71.9261
아산열병ST1 | 369 | 20 | 7.608 | 32.4 | 0 | 0.97804 | 100 | 0 | 21 | 20 | 0 | 0 | 0 | 0 | 0 | 0 | 0 | 0 | 0 | 0 | 0 | 0.001052 | 1.792 | 13.4994
대전서남부 | 369 | 43.7 | 8.933 | 29.9 | -29.9 | 1.0063 | 56.82 | 0 | 46 | 0 | 0 | 0 | 0 | 0 | 0 | 0 | 0 | 0 | 0 | 0 | 0 | 0.000121 | 2.6265 | 10.8441
대전34공단 | 369 | 49.4 | -8.321 | 42.6 | -28.9 | 1 | 100 | 0 | 52 | 50 | 0 | 0 | 0 | 0 | 0 | 0 | 0 | 0 | 0 | 0 | 0 | 0.000121 | 2.6265 | 10.8441
군장에너지1G | 634 | 51 | 1.461 | 27.864 | -19.44 | 1 | 64.8 | 0 | 54 | 32 | 0 | 0 | 0 | 0 | 0 | 0 | 0 | 0 | 0 | 0 | 0 | 0.005215 | 2.2742 | 26.2733
군장에너지2G | 634 | 29 | 0.957 | 16.28 | -8.14 | 1 | 37 | 0 | 31 | 19 | 0 | 0 | 0 | 0 | 0 | 0 | 0 | 0 | 0 | 0 | 0 | 0.000149 | 2.3191 | 25.7591
군장에너지3G | 634 | 57 | 1.736 | 29 | -20 | 1 | 70.59 | 0 | 60 | 6 | 0 | 0 | 0 | 0 | 0 | 0 | 0 | 0 | 0 | 0 | 0 | 0.005215 | 2.2742 | 26.2733
군장에너지5G | 634 | 27.1 | -6.872 | 17.7 | -10.5 | 1 | 33.53 | 0 | 28.5 | 0 | 0 | 0 | 0 | 0 | 0 | 0 | 0 | 0 | 0 | 0 | 0 | 0.000149 | 2.3191 | 25.7591
새만금열병1G | 634 | 144.3 | 7.797 | 75 | -50 | 1 | 168.7 | 0 | 151.8 | 0 | 0 | 0 | 0 | 0 | 0 | 0 | 0 | 0 | 0 | 0 | 0 | 0.006546 | 1.0963 | 108.9613
새만금열병2G | 634 | 144.3 | 7.766 | 75 | -50 | 1 | 168.7 | 0 | 151.8 | 0 | 0 | 0 | 0 | 0 | 0 | 0 | 0 | 0 | 0 | 0 | 0 | 0.006546 | 1.0963 | 108.9613
군장에너지4G | 634 | 234.83 | 6.62 | 121.2 | -82.2 | 1.0189 | 278 | 1 | 250.2 | 16 | 0 | 0 | 0 | 0 | 0 | 0 | 0 | 0 | 0 | 0 | 0 | 0.000489 | 1.5869 | 205.8851
현대그린1 | 369 | 91.982 | 42.2 | 71.29 | -61.7 | 1.03 | 137.1 | 1 | 116 | 70 | 0 | 0 | 0 | 0 | 0 | 0 | 0 | 0 | 0 | 0 | 0 | 0.000631 | 1.0042 | 155.5037
현대그린2 | 369 | 89.054 | 42.137 | 71.29 | -61.7 | 1.03 | 137.1 | 1 | 116 | 70 | 0 | 0 | 0 | 0 | 0 | 0 | 0 | 0 | 0 | 0 | 0 | 0.000631 | 1.0042 | 155.5037
현대그린3 | 369 | 84.4 | 36.091 | 71.29 | -61.7 | 1.03 | 137.1 | 0 | 116 | 70 | 0 | 0 | 0 | 0 | 0 | 0 | 0 | 0 | 0 | 0 | 0 | 0.000631 | 1.0042 | 155.5037
현대그린4 | 369 | 90.921 | 41.922 | 71.29 | -61.7 | 1.03 | 137.1 | 1 | 116 | 70 | 0 | 0 | 0 | 0 | 0 | 0 | 0 | 0 | 0 | 0 | 0 | 0.000631 | 1.0042 | 155.5037
현대그린5 | 369 | 88.876 | 41.604 | 71.3 | -61.7 | 1.03 | 137.1 | 1 | 116 | 70 | 0 | 0 | 0 | 0 | 0 | 0 | 0 | 0 | 0 | 0 | 0 | 0.000631 | 1.0042 | 155.5037
현대그린6 | 369 | 91.45 | 42.127 | 71.3 | -61.7 | 1.03 | 137.1 | 1 | 116 | 70 | 0 | 0 | 0 | 0 | 0 | 0 | 0 | 0 | 0 | 0 | 0 | 0.000631 | 1.0042 | 155.5037
현대그린7 | 369 | 91.124 | 42.076 | 71.3 | -61.7 | 1.03 | 137.1 | 1 | 116 | 70 | 0 | 0 | 0 | 0 | 0 | 0 | 0 | 0 | 0 | 0 | 0 | 0.000631 | 1.0042 | 155.5037
현대그린8 | 369 | 89.143 | 42.1 | 71.3 | -61.7 | 1.03 | 137.1 | 1 | 116 | 70 | 0 | 0 | 0 | 0 | 0 | 0 | 0 | 0 | 0 | 0 | 0 | 0.000631 | 1.0042 | 155.5037
구미열병합 | 518 | 82 | 13.697 | 41.4 | -29.7 | 1 | 95 | 0 | 86 | 52 | 0 | 0 | 0 | 0 | 0 | 0 | 0 | 0 | 0 | 0 | 0 | 0.000283 | 2.4278 | 34.0143
광양부생#1 | 656 | 139.5 | 32.861 | 91.1 | -54 | 1.05 | 173 | 1 | 147 | 88 | 0 | 0 | 0 | 0 | 0 | 0 | 0 | 0 | 0 | 0 | 0 | 0.006546 | 1.0963 | 108.9613
광양부생#2 | 656 | 139.1 | 32.826 | 91.1 | -54 | 1.05 | 173 | 1 | 147 | 88 | 0 | 0 | 0 | 0 | 0 | 0 | 0 | 0 | 0 | 0 | 0 | 0.006546 | 1.0963 | 108.9613
여수열병1G | 656 | 23 | 2.834 | 15 | -12.53 | 1 | 100 | 0 | 24 | 14 | 0 | 0 | 0 | 0 | 0 | 0 | 0 | 0 | 0 | 0 | 0 | 0.000149 | 2.3191 | 25.7591
여수열병2G | 656 | 23 | 2.834 | 15 | -12.53 | 1 | 100 | 0 | 24 | 14 | 0 | 0 | 0 | 0 | 0 | 0 | 0 | 0 | 0 | 0 | 0 | 0.000149 | 2.3191 | 25.7591
금호여수1G | 656 | 95 | 19.769 | 72.5 | -46.5 | 1 | 136.7 | 0 | 100 | 60 | 0 | 0 | 0 | 0 | 0 | 0 | 0 | 0 | 0 | 0 | 0 | 0.006546 | 1.0963 | 108.9613
금호여수2G | 656 | 137.7 | 32.786 | 89.84 | -47.65 | 1 | 181.88 | 0 | 144.97 | 18.2 | 0 | 0 | 0 | 0 | 0 | 0 | 0 | 0 | 0 | 0 | 0 | 0.000631 | 1.0042 | 155.5037
대구그린파워 | 518 | 411 | -44.466 | 190 | -135 | 1.0074 | 436 | 1 | 411 | 196.2 | 0 | 0 | 0 | 0 | 0 | 0 | 0 | 0 | 0 | 0 | 0 | 0.000386 | 1.1381 | 125.5207
김천열병합 | 518 | 56 | 12.991 | 27.76 | -19.44 | 1 | 69.41 | 0 | 59 | 35 | 0 | 0 | 0 | 0 | 0 | 0 | 0 | 0 | 0 | 0 | 0 | 0.005215 | 2.2742 | 26.2733
대구열병합 | 518 | 27 | 13.567 | 21.31 | -15.27 | 1.0163 | 48.889 | 1 | 38 | 26 | 0 | 0 | 0 | 0 | 0 | 0 | 0 | 0 | 0 | 0 | 0 | 0.000149 | 2.3191 | 25.7591
정관GT1 | 873 | 28.4 | 11.019 | 14.42 | -9.85 | 1 | 35.18 | 0 | 29.9 | 2.99 | 0 | 0 | 0 | 0 | 0 | 0 | 0 | 0 | 0 | 0 | 0 | 0.007515 | 1.8113 | 20.5947
정관ST1 | 873 | 19.6 | 8.315 | 9.97 | -6.8 | 1 | 24.32 | 0 | 20.67 | 2 | 0 | 0 | 0 | 0 | 0 | 0 | 0 | 0 | 0 | 0 | 0 | 0.031277 | 0.020904 | 41.5059
무림열병합 | 864 | 25 | 3.754 | 41 | -18 | 0.99738 | 50.1 | 1 | 26.3 | 4 | 0 | 0 | 0 | 0 | 0 | 0 | 0 | 0 | 0 | 0 | 0 | 0.000149 | 2.3191 | 25.7591
부생복합1 | 518 | 139.6 | 11.831 | 115 | -84 | 1 | 173.1 | 0 | 170 | 17 | 0 | 0 | 0 | 0 | 0 | 0 | 0 | 0 | 0 | 0 | 0 | 0.006546 | 1.0963 | 108.9613
부생복합2 | 518 | 139.6 | 56.447 | 115 | -84 | 1.0338 | 173.1 | 0 | 170 | 17 | 0 | 0 | 0 | 0 | 0 | 0 | 0 | 0 | 0 | 0 | 0 | 0.006546 | 1.0963 | 108.9613